{"text_format":"1","workbook":"xlsx","n_sheets":2,"sheets":["1","2"],"not_rendered":{"charts":0,"images":0,"macros":1,"external_links":0,"defined_names":3,"comments":0,"pivot_tables":0},"unopened":[],"bounds":{"document_bytes":16777216,"sheet_cells":100000,"rows_first":2000,"rows_last":500,"rows_between":2000,"halvings":0,"cell_chars":16384,"cell_head_chars":4096},"cells_cut":0,"cells_raw":0,"read":"whole","date_system":"1900"}

{"sheet":"1","index":0,"n_rows":53,"n_cols":46,"rows_kept":53,"cut":false,"hidden":false,"merged":[[12,23,12,40],[28,23,28,38],[29,23,29,38],[25,39,25,40],[26,39,26,40],[27,39,27,40],[28,39,28,40],[29,39,29,40],[20,39,20,40],[21,39,21,40],[22,39,22,40],[23,39,23,40],[24,39,24,40],[20,23,20,38],[15,39,15,40],[16,39,16,40],[17,39,17,40],[18,39,18,40],[19,39,19,40],[13,10,22,10],[14,23,14,40],[23,10,32,10],[33,10,42,10],[43,10,52,10],[15,23,15,38],[16,23,16,38],[17,23,17,38],[18,23,18,38],[19,23,19,38],[21,23,21,38],[22,23,22,38],[23,23,23,38],[24,23,24,38],[25,23,25,38],[26,23,26,38],[27,23,27,38]]}
[null,null,null,null,null,null,null,null,null,null,null,null,null,null,"(d)1","(d)2","(d)3","(d)4","(d)5","(d)6","(d)7","(d)8","(d)9","(d)10",null,"АДн1","АДн2","АДн3","АДн4","АДн5","АДн6","АДн7","АДн8","АДн9","АДн10",null,"ОТ1","ОТ2","ОТ3","ОТ4","ОТ5","ОТ6","ОТ7","ОТ8","ОТ9","ОТ10"]
["Наименование титула",null,null,null,null,null,null,null,null,null,null,null,null,null,"Мат прошивной ТЕХНО 80 ГП 2400.1200.70 Паспорт качества № 3388, 3393, 3394 от 13.04.2018","Цилиндр ТЕХНО 120 1200.169.70 Паспорт качества № 1320 от 11.05.2018","Цилиндр ТЕХНО 120 1200.102.60 Паспорт качества № 1376 от 16.05.2018","Цилиндр ТЕХНО 120 1200.70.60 Паспорт качества № 1185 от 30.04.2018","Цилиндр ТЕХНО 120 1200.38.50 Паспорт качества № 1228 от 02.05.2018","","","","","",null,"",150,80,50,25,"","","","","",null,"7610-03","7610-04","7610-05","7610-06","7610-07","7610-08","7610-09","7610-10","7610-11","7610-12"]
["Проект","7610_03",null,null,null,null,null,null,null,null,null,null,null,null,"V(d)1","V(d)2","V(d)3","V(d)4","V(d)5","V(d)6","V(d)7","V(d)8","V(d)9","V(d)10",null,"А(d)1","А(d)2","А(d)3","А(d)4","А(d)5","А(d)6","А(d)7","А(d)8","А(d)9","А(d)10",null,"ДО1","ДО2","ДО3","ДО4","ДО5","ДО6","ДО7","ДО8","ДО9","ДО10"]
["Титул ",43,null,null,null,null,null,null,null,null,null,null,null,null,8.26,8.44,0.42,0.32,0.01,"","","","","",null,"","Мат прошивной ТЕХНО 80 ГП 2400.1200.70 Паспорт качества № 3388, 3393, 3394 от 13.04.2018","Мат прошивной ТЕХНО 80 ГП 2400.1200.60 Паспорт качества № 2432 от 20.03.2018","Мат прошивной ТЕХНО 80 ГП 2400.1200.60 Паспорт качества № 2432 от 20.03.2018","Мат прошивной ТЕХНО 80 ГП 2400.1200.50 Паспорт качества № 2196 от 13.03.2018","","","","","",null,"7610-03-0001","7610-03-0002","7610-03-0003","7610-03-0004","7610-03-0005","7610-03-0006","7610-03-0007","7610-03-0008","7610-03-0009","7610-03-0010"]
["Начало:","A14",null,null,null,null,null,null,null,null,null,null,null,null,"St1","St2","St3","St4","St5","St6","St7","St8","St9","St10",null,"1м3","2м3","3м3","4м3","5м3","6м3","7м3","8м3","9м3","10м3",null,"D1","D2","D3","D4","D5","D6","D7","D8","D9","D10"]
["Конец:","K53",null,null,null,null,null,null,null,null,null,null,null,null,"Сталь Оцинкованная 0.500х1250 129-38882 (0,500) от 31.10.2016","Сталь Оцинкованная 0.500х1250 129-38882 (0,500) от 31.10.2016","Сталь Оцинкованная 0.500х1250 129-38882 (0,500) от 31.10.2016","Сталь Оцинкованная 0.500х1250 129-38882 (0,500) от 31.10.2016","Сталь Оцинкованная 0.500х1250 129-38882 (0,500) от 31.10.2016","","","","","",null,"",0.06,0.04,0.08,7.0000000000000007E-2,"","","","","",null,219,159,89,57,32,"","","","",""]
[null,null,null,null,null,null,null,null,null,null,null,null,null,null,"SSt1","SSt2","SSt3","SSt4","SSt5","SSt6","SSt7","SSt8","SSt9","SSt10",null,"ASt1","ASt2","ASt3","ASt4","ASt5","ASt6","ASt7","ASt8","ASt9","ASt10",null,"Буквенно-цифровое значение линии",null,null,null,null,null,"KI","Высота",50,"Slo"]
[null,null,null,null,null,null,null,null,null,null,null,null,null,null,146.5,155.9,9.6999999999999993,8,0.2,"","","","","",null,"","Сталь Оцинкованная 0.800х1250 129-38965 (0,800) от 01.11.2016","Сталь Оцинкованная 0.800х1250 129-38965 (0,800) от 01.11.2016","Сталь Оцинкованная 0.800х1250 129-38965 (0,800) от 01.11.2016","Сталь Оцинкованная 0.800х1250 129-38965 (0,800) от 01.11.2016","","","","","",null,"7610-03-0043-85CA9B70F-200-NG-ET-70",null,null,null,null,null,"ET","Ширина",169,1]
[null,null,null,null,null,null,null,null,null,null,null,null,null,null,null,null,null,null,null,null,null,null,null,null,null,"1м2","2м2","3м2","4м2","5м2","6м2","7м2","8м2","9м2","10м2",null,"ID"]
[null,null,null,null,null,null,null,null,null,null,null,null,null,null,null,null,null,null,null,null,null,null,null,null,null,"",1.5,0.9,2.2999999999999998,2.1,"","","","","",null,"ZSN.0311-7610-03-TK-ID30"]
[null,null,null,null,null,null,null,null,null,null,null,null,null,null,null,null,null,null,null,null,null,null,null,null,null,"Кол1","Кол2","Кол3","Кол4","Кол5","Кол6","Кол7","Кол8","Кол9","Кол10"]
[null,null,null,null,null,null,null,null,null,null,null,null,null,null,null,null,null,null,null,null,null,null,null,null,null,"",1,1,3,4,"","","","",""]
["№п/п","Все трубопроводы","Маты/цилиндры","Паспорта","Объем/площадь","Дата начала","Окончание","Разница дней","Объем в день","Ед.изм","Раздел","Прораб"]
[1,"Линия 7610-03-0043-85CA9B70F-200-NG-ET-70 Ø 219мм, участок от тит.7610-03 до лин.7610-03-0001","Однослойная изоляция. Тип (ET)Толщиной 70 мм. Материал: Мат прошивной ТЕХНО 80 ГП 2400.1200.70","Мат прошивной ТЕХНО 80 ГП 2400.1200.70 Паспорт качества № 3388, 3393, 3394 от 13.04.2018",8.26,"2018-11-15","2018-11-18",{"$f":"IF(F14*G14,G14-F14+1,\"\")","v":4},{"$f":"IFERROR($E14/$H14,\"\")","v":2.0649999999999999},{"$f":"IF(D14=\"\",\"\",IF(OR(LEFT(D14,3)={\"Мат\";\"Цил\"}),\"м3\",\"м2\"))","v":"м3"},"Маты",{"$f":"IF(B14=\"\",\"\",\"Иванов И.И.\")","v":"Иванов И.И."},null,{"$f":"IF(H14=\"\",\"\",SUM(H$13:H13))","v":0},null,null,null,null,null,null,null,null,null,{"$f":"IF(ISERR(SMALL(IF(COUNTIF($X$13:X13,$D$2:$D$51)=0,ROW($D$1:$D$50)),1)),\"\",INDEX($D$2:$D$51,SMALL(IF(COUNTIF($X$13:X13,$D$2:$D$51)=0,ROW($D$1:$D$50)),1)))","v":0}]
[2,"Линия 7610-03-0043-85CA9B70F-200-NG-ET-70 Ø 159мм, участок от тит.7610-04 до лин.7610-03-0002","Однослойная изоляция. Тип (ET)Толщиной 70 мм. Материал: Цилиндр ТЕХНО 120 1200.169.70","Цилиндр ТЕХНО 120 1200.169.70 Паспорт качества № 1320 от 11.05.2018",8.44,"2018-11-15","2018-11-18",{"$f":"IF(F15*G15,G15-F15+1,\"\")","v":4},{"$f":"IFERROR($E15/$H15,\"\")","v":2.11},{"$f":"IF(D15=\"\",\"\",IF(OR(LEFT(D15,3)={\"Мат\";\"Цил\"}),\"м3\",\"м2\"))","v":"м3"},null,{"$f":"IF(B15=\"\",\"\",\"Иванов И.И.\")","v":"Иванов И.И."},null,{"$f":"IF(H15=\"\",\"\",SUM(H$13:H14))","v":4},null,null,null,null,null,null,null,null,null,{"$f":"IF(ISERR(SMALL(IF(COUNTIF($X$13:X14,$D$2:$D$51)=0,ROW($D$1:$D$50)),1)),\"\",INDEX($D$2:$D$51,SMALL(IF(COUNTIF($X$13:X14,$D$2:$D$51)=0,ROW($D$1:$D$50)),1)))","v":"Паспорта"}]
[3,"Линия 7610-03-0043-85CA9B70F-200-NG-ET-70 Ø 89мм, участок от тит.7610-05 до лин.7610-03-0003","Однослойная изоляция. Тип (ET)Толщиной 60 мм. Материал: Цилиндр ТЕХНО 120 1200.102.60","Цилиндр ТЕХНО 120 1200.102.60 Паспорт качества № 1376 от 16.05.2018",0.42,"2018-11-15","2018-11-15",1,0.42,{"$f":"IF(D16=\"\",\"\",IF(OR(LEFT(D16,3)={\"Мат\";\"Цил\"}),\"м3\",\"м2\"))","v":"м3"},null,"Иванов И.И.",null,{"$f":"IF(H16=\"\",\"\",SUM(H$13:H15))","v":8},null,null,null,null,null,null,null,null,1,{"$f":"IF(ISERR(SMALL(IF(COUNTIF($X$13:X15,$D$2:$D$51)=0,ROW($D$1:$D$50)),1)),\"\",INDEX($D$2:$D$51,SMALL(IF(COUNTIF($X$13:X15,$D$2:$D$51)=0,ROW($D$1:$D$50)),1)))","v":"Мат прошивной ТЕХНО 80 ГП 2400.1200.70 Паспорт качества № 3388, 3393, 3394 от 13.04.2018"},null,null,null,null,null,null,null,null,null,null,null,null,null,null,null,{"$f":"SUMIF($D$14:$D$53,$X16,$E$14:$E$53)","v":8.32}]
[4,"Линия 7610-03-0043-85CA9B70F-200-NG-ET-70 Ø 57мм, участок от тит.7610-06 до лин.7610-03-0004","Однослойная изоляция. Тип (ET)Толщиной 60 мм. Материал: Цилиндр ТЕХНО 120 1200.70.60","Цилиндр ТЕХНО 120 1200.70.60 Паспорт качества № 1185 от 30.04.2018",0.32,"2018-11-15","2018-11-15",1,0.32,{"$f":"IF(D17=\"\",\"\",IF(OR(LEFT(D17,3)={\"Мат\";\"Цил\"}),\"м3\",\"м2\"))","v":"м3"},null,"Иванов И.И.",null,{"$f":"IF(H17=\"\",\"\",SUM(H$13:H16))","v":9},null,null,null,null,null,null,null,null,2,{"$f":"IF(ISERR(SMALL(IF(COUNTIF($X$13:X16,$D$2:$D$51)=0,ROW($D$1:$D$50)),1)),\"\",INDEX($D$2:$D$51,SMALL(IF(COUNTIF($X$13:X16,$D$2:$D$51)=0,ROW($D$1:$D$50)),1)))","v":"Цилиндр ТЕХНО 120 1200.169.70 Паспорт качества № 1320 от 11.05.2018"},null,null,null,null,null,null,null,null,null,null,null,null,null,null,null,{"$f":"SUMIF($D$14:$D$53,$X17,$E$14:$E$53)","v":8.44}]
[5,"Линия 7610-03-0043-85CA9B70F-200-NG-ET-70 Ø 32мм, участок от тит.7610-07 до лин.7610-03-0005","Однослойная изоляция. Тип (ET)Толщиной 50 мм. Материал: Цилиндр ТЕХНО 120 1200.38.50","Цилиндр ТЕХНО 120 1200.38.50 Паспорт качества № 1228 от 02.05.2018",0.01,"2018-11-15","2018-11-15",1,0.01,{"$f":"IF(D18=\"\",\"\",IF(OR(LEFT(D18,3)={\"Мат\";\"Цил\"}),\"м3\",\"м2\"))","v":"м3"},null,"Иванов И.И.",null,{"$f":"IF(H18=\"\",\"\",SUM(H$13:H17))","v":10},null,null,null,null,null,null,null,null,3,{"$f":"IF(ISERR(SMALL(IF(COUNTIF($X$13:X17,$D$2:$D$51)=0,ROW($D$1:$D$50)),1)),\"\",INDEX($D$2:$D$51,SMALL(IF(COUNTIF($X$13:X17,$D$2:$D$51)=0,ROW($D$1:$D$50)),1)))","v":"Цилиндр ТЕХНО 120 1200.102.60 Паспорт качества № 1376 от 16.05.2018"},null,null,null,null,null,null,null,null,null,null,null,null,null,null,null,0.42]
["","","","","",null,null,null,"",{"$f":"IF(D19=\"\",\"\",IF(OR(LEFT(D19,3)={\"Мат\";\"Цил\"}),\"м3\",\"м2\"))","v":""},null,"",null,{"$f":"IF(H19=\"\",\"\",SUM(H$13:H18))","v":""},null,null,null,null,null,null,null,null,4,{"$f":"IF(ISERR(SMALL(IF(COUNTIF($X$13:X18,$D$2:$D$51)=0,ROW($D$1:$D$50)),1)),\"\",INDEX($D$2:$D$51,SMALL(IF(COUNTIF($X$13:X18,$D$2:$D$51)=0,ROW($D$1:$D$50)),1)))","v":"Цилиндр ТЕХНО 120 1200.70.60 Паспорт качества № 1185 от 30.04.2018"},null,null,null,null,null,null,null,null,null,null,null,null,null,null,null,0.32]
["","","","","",null,null,null,"",{"$f":"IF(D20=\"\",\"\",IF(OR(LEFT(D20,3)={\"Мат\";\"Цил\"}),\"м3\",\"м2\"))","v":""},null,"",null,{"$f":"IF(H20=\"\",\"\",SUM(H$13:H19))","v":""},null,null,null,null,null,null,null,null,5,{"$f":"IF(ISERR(SMALL(IF(COUNTIF($X$13:X19,$D$2:$D$51)=0,ROW($D$1:$D$50)),1)),\"\",INDEX($D$2:$D$51,SMALL(IF(COUNTIF($X$13:X19,$D$2:$D$51)=0,ROW($D$1:$D$50)),1)))","v":"Цилиндр ТЕХНО 120 1200.38.50 Паспорт качества № 1228 от 02.05.2018"},null,null,null,null,null,null,null,null,null,null,null,null,null,null,null,0.01]
["","","","","",null,null,null,"",{"$f":"IF(D21=\"\",\"\",IF(OR(LEFT(D21,3)={\"Мат\";\"Цил\"}),\"м3\",\"м2\"))","v":""},null,"",null,{"$f":"IF(H21=\"\",\"\",SUM(H$13:H20))","v":""},null,null,null,null,null,null,null,null,6,{"$f":"IF(ISERR(SMALL(IF(COUNTIF($X$13:X20,$D$2:$D$51)=0,ROW($D$1:$D$50)),1)),\"\",INDEX($D$2:$D$51,SMALL(IF(COUNTIF($X$13:X20,$D$2:$D$51)=0,ROW($D$1:$D$50)),1)))","v":"Сталь Оцинкованная 0.500х1250 129-38882 (0,500) от 31.10.2016"},null,null,null,null,null,null,null,null,null,null,null,null,null,null,null,320.29999999999995]
["","","","","",null,null,null,"",{"$f":"IF(D22=\"\",\"\",IF(OR(LEFT(D22,3)={\"Мат\";\"Цил\"}),\"м3\",\"м2\"))","v":""},null,"",null,{"$f":"IF(H22=\"\",\"\",SUM(H$13:H21))","v":""},null,null,null,null,null,null,null,null,7,{"$f":"IF(ISERR(SMALL(IF(COUNTIF($X$13:X21,$D$2:$D$51)=0,ROW($D$1:$D$50)),1)),\"\",INDEX($D$2:$D$51,SMALL(IF(COUNTIF($X$13:X21,$D$2:$D$51)=0,ROW($D$1:$D$50)),1)))","v":"Мат прошивной ТЕХНО 80 ГП 2400.1200.60 Паспорт качества № 2432 от 20.03.2018"},null,null,null,null,null,null,null,null,null,null,null,null,null,null,null,0.12]
["","","","","",null,null,null,"",{"$f":"IF(D23=\"\",\"\",IF(OR(LEFT(D23,3)={\"Мат\";\"Цил\"}),\"м3\",\"м2\"))","v":""},null,"",null,{"$f":"IF(H23=\"\",\"\",SUM(H$13:H22))","v":""},null,null,null,null,null,null,null,null,8,{"$f":"IF(ISERR(SMALL(IF(COUNTIF($X$13:X22,$D$2:$D$51)=0,ROW($D$1:$D$50)),1)),\"\",INDEX($D$2:$D$51,SMALL(IF(COUNTIF($X$13:X22,$D$2:$D$51)=0,ROW($D$1:$D$50)),1)))","v":"Мат прошивной ТЕХНО 80 ГП 2400.1200.50 Паспорт качества № 2196 от 13.03.2018"},null,null,null,null,null,null,null,null,null,null,null,null,null,null,null,7.0000000000000007E-2]
[1,"Линия 7610-03-0043-85CA9B70F-200-NG-ET-70 Ø 219мм, участок от тит.7610-03 до лин.7610-03-0001","Покрывной слой в виде кожуха. Материал: Сталь Оцинкованная 0.500х1250","Сталь Оцинкованная 0.500х1250 129-38882 (0,500) от 31.10.2016",146.5,"2018-11-17","2018-11-20",4,36.625,{"$f":"IF(D24=\"\",\"\",IF(OR(LEFT(D24,3)={\"Мат\";\"Цил\"}),\"м3\",\"м2\"))","v":"м2"},"Оцинк","Иванов И.И.",null,{"$f":"IF(H24=\"\",\"\",SUM(H$13:H23))","v":11},null,null,null,null,null,null,null,null,9,{"$f":"IF(ISERR(SMALL(IF(COUNTIF($X$13:X23,$D$2:$D$51)=0,ROW($D$1:$D$50)),1)),\"\",INDEX($D$2:$D$51,SMALL(IF(COUNTIF($X$13:X23,$D$2:$D$51)=0,ROW($D$1:$D$50)),1)))","v":"Сталь Оцинкованная 0.800х1250 129-38965 (0,800) от 01.11.2016"},null,null,null,null,null,null,null,null,null,null,null,null,null,null,null,6.7999999999999989]
[2,"Линия 7610-03-0043-85CA9B70F-200-NG-ET-70 Ø 159мм, участок от тит.7610-04 до лин.7610-03-0002","Покрывной слой в виде кожуха. Материал: Сталь Оцинкованная 0.500х1250","Сталь Оцинкованная 0.500х1250 129-38882 (0,500) от 31.10.2016",155.9,"2018-11-18","2018-11-21",4,38.975000000000001,{"$f":"IF(D25=\"\",\"\",IF(OR(LEFT(D25,3)={\"Мат\";\"Цил\"}),\"м3\",\"м2\"))","v":"м2"},null,"Иванов И.И.",null,{"$f":"IF(H25=\"\",\"\",SUM(H$13:H24))","v":15},null,null,null,null,null,null,null,null,10,{"$f":"IF(ISERR(SMALL(IF(COUNTIF($X$13:X24,$D$2:$D$51)=0,ROW($D$1:$D$50)),1)),\"\",INDEX($D$2:$D$51,SMALL(IF(COUNTIF($X$13:X24,$D$2:$D$51)=0,ROW($D$1:$D$50)),1)))","v":""},null,null,null,null,null,null,null,null,null,null,null,null,null,null,null,0]
[3,"Линия 7610-03-0043-85CA9B70F-200-NG-ET-70 Ø 89мм, участок от тит.7610-05 до лин.7610-03-0003","Покрывной слой в виде кожуха. Материал: Сталь Оцинкованная 0.500х1250","Сталь Оцинкованная 0.500х1250 129-38882 (0,500) от 31.10.2016",9.6999999999999993,"2018-11-16","2018-11-16",1,9.6999999999999993,{"$f":"IF(D26=\"\",\"\",IF(OR(LEFT(D26,3)={\"Мат\";\"Цил\"}),\"м3\",\"м2\"))","v":"м2"},null,"Иванов И.И.",null,{"$f":"IF(H26=\"\",\"\",SUM(H$13:H25))","v":19},null,null,null,null,null,null,null,null,11,{"$f":"IF(ISERR(SMALL(IF(COUNTIF($X$13:X25,$D$2:$D$51)=0,ROW($D$1:$D$50)),1)),\"\",INDEX($D$2:$D$51,SMALL(IF(COUNTIF($X$13:X25,$D$2:$D$51)=0,ROW($D$1:$D$50)),1)))","v":""},null,null,null,null,null,null,null,null,null,null,null,null,null,null,null,0]
[4,"Линия 7610-03-0043-85CA9B70F-200-NG-ET-70 Ø 57мм, участок от тит.7610-06 до лин.7610-03-0004","Покрывной слой в виде кожуха. Материал: Сталь Оцинкованная 0.500х1250","Сталь Оцинкованная 0.500х1250 129-38882 (0,500) от 31.10.2016",8,"2018-11-16","2018-11-16",1,8,{"$f":"IF(D27=\"\",\"\",IF(OR(LEFT(D27,3)={\"Мат\";\"Цил\"}),\"м3\",\"м2\"))","v":"м2"},null,"Иванов И.И.",null,{"$f":"IF(H27=\"\",\"\",SUM(H$13:H26))","v":20},null,null,null,null,null,null,null,null,12,{"$f":"IF(ISERR(SMALL(IF(COUNTIF($X$13:X26,$D$2:$D$51)=0,ROW($D$1:$D$50)),1)),\"\",INDEX($D$2:$D$51,SMALL(IF(COUNTIF($X$13:X26,$D$2:$D$51)=0,ROW($D$1:$D$50)),1)))","v":""},null,null,null,null,null,null,null,null,null,null,null,null,null,null,null,0]
[5,"Линия 7610-03-0043-85CA9B70F-200-NG-ET-70 Ø 32мм, участок от тит.7610-07 до лин.7610-03-0005","Покрывной слой в виде кожуха. Материал: Сталь Оцинкованная 0.500х1250","Сталь Оцинкованная 0.500х1250 129-38882 (0,500) от 31.10.2016",0.2,"2018-11-16","2018-11-16",1,0.2,{"$f":"IF(D28=\"\",\"\",IF(OR(LEFT(D28,3)={\"Мат\";\"Цил\"}),\"м3\",\"м2\"))","v":"м2"},null,"Иванов И.И.",null,{"$f":"IF(H28=\"\",\"\",SUM(H$13:H27))","v":21},null,null,null,null,null,null,null,null,13,{"$f":"IF(ISERR(SMALL(IF(COUNTIF($X$13:X27,$D$2:$D$51)=0,ROW($D$1:$D$50)),1)),\"\",INDEX($D$2:$D$51,SMALL(IF(COUNTIF($X$13:X27,$D$2:$D$51)=0,ROW($D$1:$D$50)),1)))","v":""},null,null,null,null,null,null,null,null,null,null,null,null,null,null,null,0]
["","","","","",null,null,null,"",{"$f":"IF(D29=\"\",\"\",IF(OR(LEFT(D29,3)={\"Мат\";\"Цил\"}),\"м3\",\"м2\"))","v":""},null,"",null,{"$f":"IF(H29=\"\",\"\",SUM(H$13:H28))","v":""},null,null,null,null,null,null,null,null,14,{"$f":"IF(ISERR(SMALL(IF(COUNTIF($X$13:X28,$D$2:$D$51)=0,ROW($D$1:$D$50)),1)),\"\",INDEX($D$2:$D$51,SMALL(IF(COUNTIF($X$13:X28,$D$2:$D$51)=0,ROW($D$1:$D$50)),1)))","v":""},null,null,null,null,null,null,null,null,null,null,null,null,null,null,null,0]
["","","","","",null,null,null,"",{"$f":"IF(D30=\"\",\"\",IF(OR(LEFT(D30,3)={\"Мат\";\"Цил\"}),\"м3\",\"м2\"))","v":""},null,"",null,{"$f":"IF(H30=\"\",\"\",SUM(H$13:H29))","v":""},null,null,null,null,null,null,null,null,15,{"$f":"IF(ISERR(SMALL(IF(COUNTIF($X$13:X29,$D$2:$D$51)=0,ROW($D$1:$D$50)),1)),\"\",INDEX($D$2:$D$51,SMALL(IF(COUNTIF($X$13:X29,$D$2:$D$51)=0,ROW($D$1:$D$50)),1)))","v":""},null,null,null,null,null,null,null,null,null,null,null,null,null,null,null,0]
["","","","","",null,null,null,"",{"$f":"IF(D31=\"\",\"\",IF(OR(LEFT(D31,3)={\"Мат\";\"Цил\"}),\"м3\",\"м2\"))","v":""},null,"",null,{"$f":"IF(H31=\"\",\"\",SUM(H$13:H30))","v":""}]
["","","","","",null,null,null,"",{"$f":"IF(D32=\"\",\"\",IF(OR(LEFT(D32,3)={\"Мат\";\"Цил\"}),\"м3\",\"м2\"))","v":""},null,"",null,{"$f":"IF(H32=\"\",\"\",SUM(H$13:H31))","v":""}]
["","","","","",null,null,null,"",{"$f":"IF(D33=\"\",\"\",IF(OR(LEFT(D33,3)={\"Мат\";\"Цил\"}),\"м3\",\"м2\"))","v":""},null,"",null,{"$f":"IF(H33=\"\",\"\",SUM(H$13:H32))","v":""}]
[1,"","","","",null,null,null,"",{"$f":"IF(D34=\"\",\"\",IF(OR(LEFT(D34,3)={\"Мат\";\"Цил\"}),\"м3\",\"м2\"))","v":""},"Арматура маты","",null,{"$f":"IF(H34=\"\",\"\",SUM(H$13:H33))","v":""}]
[2,"Линия 7610-03-0043-85CA9B70F-200-NG-ET-70 Ø 219мм, участок от тит.7610-03 до лин.7610-03-0001","Однослойная изоляция арматуры -Ø159мм. - 1шт. Тип (ET) Толщиной 70 мм. Материал: Мат прошивной ТЕХНО 80 ГП 2400.1200.70","Мат прошивной ТЕХНО 80 ГП 2400.1200.70 Паспорт качества № 3388, 3393, 3394 от 13.04.2018",0.06,"2018-11-17","2018-11-17",1,0.06,{"$f":"IF(D35=\"\",\"\",IF(OR(LEFT(D35,3)={\"Мат\";\"Цил\"}),\"м3\",\"м2\"))","v":"м3"},null,"Иванов И.И.",null,{"$f":"IF(H35=\"\",\"\",SUM(H$13:H34))","v":22}]
[3,"Линия 7610-03-0043-85CA9B70F-200-NG-ET-70 Ø 219мм, участок от тит.7610-03 до лин.7610-03-0001","Однослойная изоляция арматуры -Ø89мм. - 1шт. Тип (ET) Толщиной 60 мм. Материал: Мат прошивной ТЕХНО 80 ГП 2400.1200.60","Мат прошивной ТЕХНО 80 ГП 2400.1200.60 Паспорт качества № 2432 от 20.03.2018",0.04,"2018-11-17","2018-11-17",1,0.04,{"$f":"IF(D36=\"\",\"\",IF(OR(LEFT(D36,3)={\"Мат\";\"Цил\"}),\"м3\",\"м2\"))","v":"м3"},null,"Иванов И.И.",null,{"$f":"IF(H36=\"\",\"\",SUM(H$13:H35))","v":23}]
[4,"Линия 7610-03-0043-85CA9B70F-200-NG-ET-70 Ø 219мм, участок от тит.7610-03 до лин.7610-03-0001","Однослойная изоляция арматуры -Ø57мм. - 3шт. Тип (ET) Толщиной 60 мм. Материал: Мат прошивной ТЕХНО 80 ГП 2400.1200.60","Мат прошивной ТЕХНО 80 ГП 2400.1200.60 Паспорт качества № 2432 от 20.03.2018",0.08,"2018-11-17","2018-11-17",1,0.08,{"$f":"IF(D37=\"\",\"\",IF(OR(LEFT(D37,3)={\"Мат\";\"Цил\"}),\"м3\",\"м2\"))","v":"м3"},null,"Иванов И.И.",null,{"$f":"IF(H37=\"\",\"\",SUM(H$13:H36))","v":24}]
[5,"Линия 7610-03-0043-85CA9B70F-200-NG-ET-70 Ø 219мм, участок от тит.7610-03 до лин.7610-03-0001","Однослойная изоляция арматуры -Ø32мм. - 4шт. Тип (ET) Толщиной 50 мм. Материал: Мат прошивной ТЕХНО 80 ГП 2400.1200.50","Мат прошивной ТЕХНО 80 ГП 2400.1200.50 Паспорт качества № 2196 от 13.03.2018",7.0000000000000007E-2,"2018-11-17","2018-11-17",1,7.0000000000000007E-2,{"$f":"IF(D38=\"\",\"\",IF(OR(LEFT(D38,3)={\"Мат\";\"Цил\"}),\"м3\",\"м2\"))","v":"м3"},null,"Иванов И.И.",null,{"$f":"IF(H38=\"\",\"\",SUM(H$13:H37))","v":25}]
["","","","","",null,null,null,"",{"$f":"IF(D39=\"\",\"\",IF(OR(LEFT(D39,3)={\"Мат\";\"Цил\"}),\"м3\",\"м2\"))","v":""},null,"",null,{"$f":"IF(H39=\"\",\"\",SUM(H$13:H38))","v":""}]
["","","","","",null,null,null,"",{"$f":"IF(D40=\"\",\"\",IF(OR(LEFT(D40,3)={\"Мат\";\"Цил\"}),\"м3\",\"м2\"))","v":""},null,"",null,{"$f":"IF(H40=\"\",\"\",SUM(H$13:H39))","v":""}]
["","","","","",null,null,null,"",{"$f":"IF(D41=\"\",\"\",IF(OR(LEFT(D41,3)={\"Мат\";\"Цил\"}),\"м3\",\"м2\"))","v":""},null,"",null,{"$f":"IF(H41=\"\",\"\",SUM(H$13:H40))","v":""}]
["","","","","",null,null,null,"",{"$f":"IF(D42=\"\",\"\",IF(OR(LEFT(D42,3)={\"Мат\";\"Цил\"}),\"м3\",\"м2\"))","v":""},null,"",null,{"$f":"IF(H42=\"\",\"\",SUM(H$13:H41))","v":""}]
["","","","","",null,null,null,"",{"$f":"IF(D43=\"\",\"\",IF(OR(LEFT(D43,3)={\"Мат\";\"Цил\"}),\"м3\",\"м2\"))","v":""},null,"",null,{"$f":"IF(H43=\"\",\"\",SUM(H$13:H42))","v":""}]
[1,"","","","",null,null,null,"",{"$f":"IF(D44=\"\",\"\",IF(OR(LEFT(D44,3)={\"Мат\";\"Цил\"}),\"м3\",\"м2\"))","v":""},"Арматура оцинк","",null,{"$f":"IF(H44=\"\",\"\",SUM(H$13:H43))","v":""}]
[2,"Линия 7610-03-0043-85CA9B70F-200-NG-ET-70 Ø 219мм, участок от тит.7610-03 до лин.7610-03-0001","Покрывной слой в виде кожуха арматуры -Ø159мм. - 1шт. Тип (ET)  Материал: Сталь Оцинкованная 0.800х1250","Сталь Оцинкованная 0.800х1250 129-38965 (0,800) от 01.11.2016",1.5,"2018-11-18","2018-11-18",1,1.5,{"$f":"IF(D45=\"\",\"\",IF(OR(LEFT(D45,3)={\"Мат\";\"Цил\"}),\"м3\",\"м2\"))","v":"м2"},null,"Иванов И.И.",null,{"$f":"IF(H45=\"\",\"\",SUM(H$13:H44))","v":26}]
[3,"Линия 7610-03-0043-85CA9B70F-200-NG-ET-70 Ø 219мм, участок от тит.7610-03 до лин.7610-03-0001","Покрывной слой в виде кожуха арматуры -Ø89мм. - 1шт. Тип (ET)  Материал: Сталь Оцинкованная 0.800х1250","Сталь Оцинкованная 0.800х1250 129-38965 (0,800) от 01.11.2016",0.9,"2018-11-18","2018-11-18",1,0.9,{"$f":"IF(D46=\"\",\"\",IF(OR(LEFT(D46,3)={\"Мат\";\"Цил\"}),\"м3\",\"м2\"))","v":"м2"},null,"Иванов И.И.",null,{"$f":"IF(H46=\"\",\"\",SUM(H$13:H45))","v":27}]
[4,"Линия 7610-03-0043-85CA9B70F-200-NG-ET-70 Ø 219мм, участок от тит.7610-03 до лин.7610-03-0001","Покрывной слой в виде кожуха арматуры -Ø57мм. - 3шт. Тип (ET)  Материал: Сталь Оцинкованная 0.800х1250","Сталь Оцинкованная 0.800х1250 129-38965 (0,800) от 01.11.2016",2.2999999999999998,"2018-11-18","2018-11-18",1,2.2999999999999998,{"$f":"IF(D47=\"\",\"\",IF(OR(LEFT(D47,3)={\"Мат\";\"Цил\"}),\"м3\",\"м2\"))","v":"м2"},null,"Иванов И.И.",null,{"$f":"IF(H47=\"\",\"\",SUM(H$13:H46))","v":28}]
[5,"Линия 7610-03-0043-85CA9B70F-200-NG-ET-70 Ø 219мм, участок от тит.7610-03 до лин.7610-03-0001","Покрывной слой в виде кожуха арматуры -Ø32мм. - 4шт. Тип (ET)  Материал: Сталь Оцинкованная 0.800х1250","Сталь Оцинкованная 0.800х1250 129-38965 (0,800) от 01.11.2016",2.1,"2018-11-18","2018-11-18",1,2.1,{"$f":"IF(D48=\"\",\"\",IF(OR(LEFT(D48,3)={\"Мат\";\"Цил\"}),\"м3\",\"м2\"))","v":"м2"},null,"Иванов И.И.",null,{"$f":"IF(H48=\"\",\"\",SUM(H$13:H47))","v":29}]
["","","","","",null,null,null,"",{"$f":"IF(D49=\"\",\"\",IF(OR(LEFT(D49,3)={\"Мат\";\"Цил\"}),\"м3\",\"м2\"))","v":""},null,"",null,{"$f":"IF(H49=\"\",\"\",SUM(H$13:H48))","v":""}]
["","","","","",null,null,null,"",{"$f":"IF(D50=\"\",\"\",IF(OR(LEFT(D50,3)={\"Мат\";\"Цил\"}),\"м3\",\"м2\"))","v":""},null,"",null,{"$f":"IF(H50=\"\",\"\",SUM(H$13:H49))","v":""}]
["","","","","",null,null,null,"",{"$f":"IF(D51=\"\",\"\",IF(OR(LEFT(D51,3)={\"Мат\";\"Цил\"}),\"м3\",\"м2\"))","v":""},null,"",null,{"$f":"IF(H51=\"\",\"\",SUM(H$13:H50))","v":""}]
["","","","","",null,null,null,"",{"$f":"IF(D52=\"\",\"\",IF(OR(LEFT(D52,3)={\"Мат\";\"Цил\"}),\"м3\",\"м2\"))","v":""},null,"",null,{"$f":"IF(H52=\"\",\"\",SUM(H$13:H51))","v":""}]
["","","","","",null,null,null,"",{"$f":"IF(D53=\"\",\"\",IF(OR(LEFT(D53,3)={\"Мат\";\"Цил\"}),\"м3\",\"м2\"))","v":""},null,"",null,{"$f":"IF(H53=\"\",\"\",SUM(H$13:H52))","v":""}]

{"sheet":"2","index":1,"n_rows":102,"n_cols":9,"rows_kept":102,"cut":false,"hidden":false,"merged":[[101,0,101,4],[8,0,8,7],[5,8,5,12],[6,1,6,2],[6,4,6,7],[7,1,7,2],[7,4,7,7],[7,8,7,12],[3,1,3,2],[3,4,3,7],[4,1,4,2],[4,4,4,7],[5,1,5,2],[5,4,5,7],[0,1,0,2],[0,4,0,7],[1,1,1,2],[1,4,1,7],[2,1,2,2],[2,4,2,7]]}
[]
[null,null,null,null,"(город)"]
[]
[null,"(Монтажная организация)",null,null,"(заказчик)"]
[]
[null,"(Подразделение)",null,null,"(объект)",null,null,null,"Журнал начат"]
[null,null,null,null,{"$f":"\"«  \"&K7&\"  »       \"&M7&\"        2018 г.\"","v":"«    »               2018 г."},null,null,null,{"$f":"'1'!B4","v":43}]
[null,"(участок)",null,null,null,null,null,null,"Журнал закрыт"]
[{"$f":"CONCATENATE(\"ЖУРНАЛ ПО ИЗОЛЯЦИИ  №\",RIGHT('1'!$AK$10,15))","v":"ЖУРНАЛ ПО ИЗОЛЯЦИИ  №7610-03-TK-ID30"},null,null,null,null,null,null,null,"ФЖпИ"]
[]
["Дата (число, месяц, год), смена","Участок трубопровода (оборудования)","Конструкция и типы теплоизоляционных покрытий, марки теплоизоляционных материалов, толщина","Ед. изм.","Объём","Фамилия и инициалы бригадира (специалиста), выполнявшего укладку, (подпись)","Дата и номер акта освидетельствования выполненных работ","Примечание"]
[1,2,3,4,5,6,7,8]
[{"$f":"IFERROR(INDEX('1'!$F$14:$F$53,MATCH(ROW(B1)-1,'1'!$N$14:$N$53,)),A12+1)","v":"2018-11-15"},{"$f":"INDEX('1'!B$14:B$53,MATCH(ROW(O1)-1,'1'!$N$14:$N$53))","v":"Линия 7610-03-0043-85CA9B70F-200-NG-ET-70 Ø 219мм, участок от тит.7610-03 до лин.7610-03-0001"},{"$f":"INDEX('1'!C$14:C$53,MATCH(ROW(P1)-1,'1'!$N$14:$N$53))","v":"Однослойная изоляция. Тип (ET)Толщиной 70 мм. Материал: Мат прошивной ТЕХНО 80 ГП 2400.1200.70"},{"$f":"INDEX('1'!J$14:J$53,MATCH(ROW(J1)-1,'1'!$N$14:$N$53))","v":"м3"},{"$f":"INDEX('1'!I$14:I$53,MATCH(ROW(O1)-1,'1'!$N$14:$N$53))","v":2.0649999999999999},{"$f":"INDEX('1'!L$14:L$53,MATCH(ROW(P1)-1,'1'!$N$14:$N$53))","v":"Иванов И.И."}]
[{"$f":"IFERROR(INDEX('1'!$F$14:$F$53,MATCH(ROW(B2)-1,'1'!$N$14:$N$53,)),A13+1)","v":"2018-11-16"},{"$f":"INDEX('1'!B$14:B$53,MATCH(ROW(O2)-1,'1'!$N$14:$N$53))","v":"Линия 7610-03-0043-85CA9B70F-200-NG-ET-70 Ø 219мм, участок от тит.7610-03 до лин.7610-03-0001"},{"$f":"INDEX('1'!C$14:C$53,MATCH(ROW(P2)-1,'1'!$N$14:$N$53))","v":"Однослойная изоляция. Тип (ET)Толщиной 70 мм. Материал: Мат прошивной ТЕХНО 80 ГП 2400.1200.70"},{"$f":"INDEX('1'!J$14:J$53,MATCH(ROW(J2)-1,'1'!$N$14:$N$53))","v":"м3"},{"$f":"INDEX('1'!I$14:I$53,MATCH(ROW(O2)-1,'1'!$N$14:$N$53))","v":2.0649999999999999},{"$f":"INDEX('1'!L$14:L$53,MATCH(ROW(P2)-1,'1'!$N$14:$N$53))","v":"Иванов И.И."}]
[{"$f":"IFERROR(INDEX('1'!$F$14:$F$53,MATCH(ROW(B3)-1,'1'!$N$14:$N$53,)),A14+1)","v":"2018-11-17"},{"$f":"INDEX('1'!B$14:B$53,MATCH(ROW(O3)-1,'1'!$N$14:$N$53))","v":"Линия 7610-03-0043-85CA9B70F-200-NG-ET-70 Ø 219мм, участок от тит.7610-03 до лин.7610-03-0001"},{"$f":"INDEX('1'!C$14:C$53,MATCH(ROW(P3)-1,'1'!$N$14:$N$53))","v":"Однослойная изоляция. Тип (ET)Толщиной 70 мм. Материал: Мат прошивной ТЕХНО 80 ГП 2400.1200.70"},{"$f":"INDEX('1'!J$14:J$53,MATCH(ROW(J3)-1,'1'!$N$14:$N$53))","v":"м3"},{"$f":"INDEX('1'!I$14:I$53,MATCH(ROW(O3)-1,'1'!$N$14:$N$53))","v":2.0649999999999999},{"$f":"INDEX('1'!L$14:L$53,MATCH(ROW(P3)-1,'1'!$N$14:$N$53))","v":"Иванов И.И."}]
[{"$f":"IFERROR(INDEX('1'!$F$14:$F$53,MATCH(ROW(B4)-1,'1'!$N$14:$N$53,)),A15+1)","v":"2018-11-18"},{"$f":"INDEX('1'!B$14:B$53,MATCH(ROW(O4)-1,'1'!$N$14:$N$53))","v":"Линия 7610-03-0043-85CA9B70F-200-NG-ET-70 Ø 219мм, участок от тит.7610-03 до лин.7610-03-0001"},{"$f":"INDEX('1'!C$14:C$53,MATCH(ROW(P4)-1,'1'!$N$14:$N$53))","v":"Однослойная изоляция. Тип (ET)Толщиной 70 мм. Материал: Мат прошивной ТЕХНО 80 ГП 2400.1200.70"},{"$f":"INDEX('1'!J$14:J$53,MATCH(ROW(J4)-1,'1'!$N$14:$N$53))","v":"м3"},{"$f":"INDEX('1'!I$14:I$53,MATCH(ROW(O4)-1,'1'!$N$14:$N$53))","v":2.0649999999999999},{"$f":"INDEX('1'!L$14:L$53,MATCH(ROW(P4)-1,'1'!$N$14:$N$53))","v":"Иванов И.И."}]
[{"$f":"IFERROR(INDEX('1'!$F$14:$F$53,MATCH(ROW(B5)-1,'1'!$N$14:$N$53,)),A16+1)","v":"2018-11-15"},{"$f":"INDEX('1'!B$14:B$53,MATCH(ROW(O5)-1,'1'!$N$14:$N$53))","v":"Линия 7610-03-0043-85CA9B70F-200-NG-ET-70 Ø 159мм, участок от тит.7610-04 до лин.7610-03-0002"},{"$f":"INDEX('1'!C$14:C$53,MATCH(ROW(P5)-1,'1'!$N$14:$N$53))","v":"Однослойная изоляция. Тип (ET)Толщиной 70 мм. Материал: Цилиндр ТЕХНО 120 1200.169.70"},{"$f":"INDEX('1'!J$14:J$53,MATCH(ROW(J5)-1,'1'!$N$14:$N$53))","v":"м3"},{"$f":"INDEX('1'!I$14:I$53,MATCH(ROW(O5)-1,'1'!$N$14:$N$53))","v":2.11},{"$f":"INDEX('1'!L$14:L$53,MATCH(ROW(P5)-1,'1'!$N$14:$N$53))","v":"Иванов И.И."}]
[{"$f":"IFERROR(INDEX('1'!$F$14:$F$53,MATCH(ROW(B6)-1,'1'!$N$14:$N$53,)),A17+1)","v":"2018-11-16"},{"$f":"INDEX('1'!B$14:B$53,MATCH(ROW(O6)-1,'1'!$N$14:$N$53))","v":"Линия 7610-03-0043-85CA9B70F-200-NG-ET-70 Ø 159мм, участок от тит.7610-04 до лин.7610-03-0002"},{"$f":"INDEX('1'!C$14:C$53,MATCH(ROW(P6)-1,'1'!$N$14:$N$53))","v":"Однослойная изоляция. Тип (ET)Толщиной 70 мм. Материал: Цилиндр ТЕХНО 120 1200.169.70"},{"$f":"INDEX('1'!J$14:J$53,MATCH(ROW(J6)-1,'1'!$N$14:$N$53))","v":"м3"},{"$f":"INDEX('1'!I$14:I$53,MATCH(ROW(O6)-1,'1'!$N$14:$N$53))","v":2.11},{"$f":"INDEX('1'!L$14:L$53,MATCH(ROW(P6)-1,'1'!$N$14:$N$53))","v":"Иванов И.И."}]
[{"$f":"IFERROR(INDEX('1'!$F$14:$F$53,MATCH(ROW(B7)-1,'1'!$N$14:$N$53,)),A18+1)","v":"2018-11-17"},{"$f":"INDEX('1'!B$14:B$53,MATCH(ROW(O7)-1,'1'!$N$14:$N$53))","v":"Линия 7610-03-0043-85CA9B70F-200-NG-ET-70 Ø 159мм, участок от тит.7610-04 до лин.7610-03-0002"},{"$f":"INDEX('1'!C$14:C$53,MATCH(ROW(P7)-1,'1'!$N$14:$N$53))","v":"Однослойная изоляция. Тип (ET)Толщиной 70 мм. Материал: Цилиндр ТЕХНО 120 1200.169.70"},{"$f":"INDEX('1'!J$14:J$53,MATCH(ROW(J7)-1,'1'!$N$14:$N$53))","v":"м3"},{"$f":"INDEX('1'!I$14:I$53,MATCH(ROW(O7)-1,'1'!$N$14:$N$53))","v":2.11},{"$f":"INDEX('1'!L$14:L$53,MATCH(ROW(P7)-1,'1'!$N$14:$N$53))","v":"Иванов И.И."}]
[{"$f":"IFERROR(INDEX('1'!$F$14:$F$53,MATCH(ROW(B8)-1,'1'!$N$14:$N$53,)),A19+1)","v":"2018-11-18"},{"$f":"INDEX('1'!B$14:B$53,MATCH(ROW(O8)-1,'1'!$N$14:$N$53))","v":"Линия 7610-03-0043-85CA9B70F-200-NG-ET-70 Ø 159мм, участок от тит.7610-04 до лин.7610-03-0002"},{"$f":"INDEX('1'!C$14:C$53,MATCH(ROW(P8)-1,'1'!$N$14:$N$53))","v":"Однослойная изоляция. Тип (ET)Толщиной 70 мм. Материал: Цилиндр ТЕХНО 120 1200.169.70"},{"$f":"INDEX('1'!J$14:J$53,MATCH(ROW(J8)-1,'1'!$N$14:$N$53))","v":"м3"},{"$f":"INDEX('1'!I$14:I$53,MATCH(ROW(O8)-1,'1'!$N$14:$N$53))","v":2.11},{"$f":"INDEX('1'!L$14:L$53,MATCH(ROW(P8)-1,'1'!$N$14:$N$53))","v":"Иванов И.И."}]
[{"$f":"IFERROR(INDEX('1'!$F$14:$F$53,MATCH(ROW(B9)-1,'1'!$N$14:$N$53,)),A20+1)","v":"2018-11-15"},{"$f":"INDEX('1'!B$14:B$53,MATCH(ROW(O9)-1,'1'!$N$14:$N$53))","v":"Линия 7610-03-0043-85CA9B70F-200-NG-ET-70 Ø 89мм, участок от тит.7610-05 до лин.7610-03-0003"},{"$f":"INDEX('1'!C$14:C$53,MATCH(ROW(P9)-1,'1'!$N$14:$N$53))","v":"Однослойная изоляция. Тип (ET)Толщиной 60 мм. Материал: Цилиндр ТЕХНО 120 1200.102.60"},{"$f":"INDEX('1'!J$14:J$53,MATCH(ROW(J9)-1,'1'!$N$14:$N$53))","v":"м3"},{"$f":"INDEX('1'!I$14:I$53,MATCH(ROW(O9)-1,'1'!$N$14:$N$53))","v":0.42},{"$f":"INDEX('1'!L$14:L$53,MATCH(ROW(P9)-1,'1'!$N$14:$N$53))","v":"Иванов И.И."}]
[{"$f":"IFERROR(INDEX('1'!$F$14:$F$53,MATCH(ROW(B10)-1,'1'!$N$14:$N$53,)),A21+1)","v":"2018-11-15"},{"$f":"INDEX('1'!B$14:B$53,MATCH(ROW(O10)-1,'1'!$N$14:$N$53))","v":"Линия 7610-03-0043-85CA9B70F-200-NG-ET-70 Ø 57мм, участок от тит.7610-06 до лин.7610-03-0004"},{"$f":"INDEX('1'!C$14:C$53,MATCH(ROW(P10)-1,'1'!$N$14:$N$53))","v":"Однослойная изоляция. Тип (ET)Толщиной 60 мм. Материал: Цилиндр ТЕХНО 120 1200.70.60"},{"$f":"INDEX('1'!J$14:J$53,MATCH(ROW(J10)-1,'1'!$N$14:$N$53))","v":"м3"},{"$f":"INDEX('1'!I$14:I$53,MATCH(ROW(O10)-1,'1'!$N$14:$N$53))","v":0.32},{"$f":"INDEX('1'!L$14:L$53,MATCH(ROW(P10)-1,'1'!$N$14:$N$53))","v":"Иванов И.И."}]
[{"$f":"IFERROR(INDEX('1'!$F$14:$F$53,MATCH(ROW(B11)-1,'1'!$N$14:$N$53,)),A22+1)","v":"2018-11-15"},{"$f":"INDEX('1'!B$14:B$53,MATCH(ROW(O11)-1,'1'!$N$14:$N$53))","v":"Линия 7610-03-0043-85CA9B70F-200-NG-ET-70 Ø 32мм, участок от тит.7610-07 до лин.7610-03-0005"},{"$f":"INDEX('1'!C$14:C$53,MATCH(ROW(P11)-1,'1'!$N$14:$N$53))","v":"Однослойная изоляция. Тип (ET)Толщиной 50 мм. Материал: Цилиндр ТЕХНО 120 1200.38.50"},{"$f":"INDEX('1'!J$14:J$53,MATCH(ROW(J11)-1,'1'!$N$14:$N$53))","v":"м3"},{"$f":"INDEX('1'!I$14:I$53,MATCH(ROW(O11)-1,'1'!$N$14:$N$53))","v":0.01},{"$f":"INDEX('1'!L$14:L$53,MATCH(ROW(P11)-1,'1'!$N$14:$N$53))","v":"Иванов И.И."}]
[{"$f":"IFERROR(INDEX('1'!$F$14:$F$53,MATCH(ROW(B12)-1,'1'!$N$14:$N$53,)),A23+1)","v":"2018-11-17"},{"$f":"INDEX('1'!B$14:B$53,MATCH(ROW(O12)-1,'1'!$N$14:$N$53))","v":"Линия 7610-03-0043-85CA9B70F-200-NG-ET-70 Ø 219мм, участок от тит.7610-03 до лин.7610-03-0001"},{"$f":"INDEX('1'!C$14:C$53,MATCH(ROW(P12)-1,'1'!$N$14:$N$53))","v":"Покрывной слой в виде кожуха. Материал: Сталь Оцинкованная 0.500х1250"},{"$f":"INDEX('1'!J$14:J$53,MATCH(ROW(J12)-1,'1'!$N$14:$N$53))","v":"м2"},{"$f":"INDEX('1'!I$14:I$53,MATCH(ROW(O12)-1,'1'!$N$14:$N$53))","v":36.625},{"$f":"INDEX('1'!L$14:L$53,MATCH(ROW(P12)-1,'1'!$N$14:$N$53))","v":"Иванов И.И."}]
[{"$f":"IFERROR(INDEX('1'!$F$14:$F$53,MATCH(ROW(B13)-1,'1'!$N$14:$N$53,)),A24+1)","v":"2018-11-18"},{"$f":"INDEX('1'!B$14:B$53,MATCH(ROW(O13)-1,'1'!$N$14:$N$53))","v":"Линия 7610-03-0043-85CA9B70F-200-NG-ET-70 Ø 219мм, участок от тит.7610-03 до лин.7610-03-0001"},{"$f":"INDEX('1'!C$14:C$53,MATCH(ROW(P13)-1,'1'!$N$14:$N$53))","v":"Покрывной слой в виде кожуха. Материал: Сталь Оцинкованная 0.500х1250"},{"$f":"INDEX('1'!J$14:J$53,MATCH(ROW(J13)-1,'1'!$N$14:$N$53))","v":"м2"},{"$f":"INDEX('1'!I$14:I$53,MATCH(ROW(O13)-1,'1'!$N$14:$N$53))","v":36.625},{"$f":"INDEX('1'!L$14:L$53,MATCH(ROW(P13)-1,'1'!$N$14:$N$53))","v":"Иванов И.И."}]
[{"$f":"IFERROR(INDEX('1'!$F$14:$F$53,MATCH(ROW(B14)-1,'1'!$N$14:$N$53,)),A25+1)","v":"2018-11-19"},{"$f":"INDEX('1'!B$14:B$53,MATCH(ROW(O14)-1,'1'!$N$14:$N$53))","v":"Линия 7610-03-0043-85CA9B70F-200-NG-ET-70 Ø 219мм, участок от тит.7610-03 до лин.7610-03-0001"},{"$f":"INDEX('1'!C$14:C$53,MATCH(ROW(P14)-1,'1'!$N$14:$N$53))","v":"Покрывной слой в виде кожуха. Материал: Сталь Оцинкованная 0.500х1250"},{"$f":"INDEX('1'!J$14:J$53,MATCH(ROW(J14)-1,'1'!$N$14:$N$53))","v":"м2"},{"$f":"INDEX('1'!I$14:I$53,MATCH(ROW(O14)-1,'1'!$N$14:$N$53))","v":36.625},{"$f":"INDEX('1'!L$14:L$53,MATCH(ROW(P14)-1,'1'!$N$14:$N$53))","v":"Иванов И.И."}]
[{"$f":"IFERROR(INDEX('1'!$F$14:$F$53,MATCH(ROW(B15)-1,'1'!$N$14:$N$53,)),A26+1)","v":"2018-11-20"},{"$f":"INDEX('1'!B$14:B$53,MATCH(ROW(O15)-1,'1'!$N$14:$N$53))","v":"Линия 7610-03-0043-85CA9B70F-200-NG-ET-70 Ø 219мм, участок от тит.7610-03 до лин.7610-03-0001"},{"$f":"INDEX('1'!C$14:C$53,MATCH(ROW(P15)-1,'1'!$N$14:$N$53))","v":"Покрывной слой в виде кожуха. Материал: Сталь Оцинкованная 0.500х1250"},{"$f":"INDEX('1'!J$14:J$53,MATCH(ROW(J15)-1,'1'!$N$14:$N$53))","v":"м2"},{"$f":"INDEX('1'!I$14:I$53,MATCH(ROW(O15)-1,'1'!$N$14:$N$53))","v":36.625},{"$f":"INDEX('1'!L$14:L$53,MATCH(ROW(P15)-1,'1'!$N$14:$N$53))","v":"Иванов И.И."}]
[{"$f":"IFERROR(INDEX('1'!$F$14:$F$53,MATCH(ROW(B16)-1,'1'!$N$14:$N$53,)),A27+1)","v":"2018-11-18"},{"$f":"INDEX('1'!B$14:B$53,MATCH(ROW(O16)-1,'1'!$N$14:$N$53))","v":"Линия 7610-03-0043-85CA9B70F-200-NG-ET-70 Ø 159мм, участок от тит.7610-04 до лин.7610-03-0002"},{"$f":"INDEX('1'!C$14:C$53,MATCH(ROW(P16)-1,'1'!$N$14:$N$53))","v":"Покрывной слой в виде кожуха. Материал: Сталь Оцинкованная 0.500х1250"},{"$f":"INDEX('1'!J$14:J$53,MATCH(ROW(J16)-1,'1'!$N$14:$N$53))","v":"м2"},{"$f":"INDEX('1'!I$14:I$53,MATCH(ROW(O16)-1,'1'!$N$14:$N$53))","v":38.975000000000001},{"$f":"INDEX('1'!L$14:L$53,MATCH(ROW(P16)-1,'1'!$N$14:$N$53))","v":"Иванов И.И."}]
[{"$f":"IFERROR(INDEX('1'!$F$14:$F$53,MATCH(ROW(B17)-1,'1'!$N$14:$N$53,)),A28+1)","v":"2018-11-19"},{"$f":"INDEX('1'!B$14:B$53,MATCH(ROW(O17)-1,'1'!$N$14:$N$53))","v":"Линия 7610-03-0043-85CA9B70F-200-NG-ET-70 Ø 159мм, участок от тит.7610-04 до лин.7610-03-0002"},{"$f":"INDEX('1'!C$14:C$53,MATCH(ROW(P17)-1,'1'!$N$14:$N$53))","v":"Покрывной слой в виде кожуха. Материал: Сталь Оцинкованная 0.500х1250"},{"$f":"INDEX('1'!J$14:J$53,MATCH(ROW(J17)-1,'1'!$N$14:$N$53))","v":"м2"},{"$f":"INDEX('1'!I$14:I$53,MATCH(ROW(O17)-1,'1'!$N$14:$N$53))","v":38.975000000000001},{"$f":"INDEX('1'!L$14:L$53,MATCH(ROW(P17)-1,'1'!$N$14:$N$53))","v":"Иванов И.И."}]
[{"$f":"IFERROR(INDEX('1'!$F$14:$F$53,MATCH(ROW(B18)-1,'1'!$N$14:$N$53,)),A29+1)","v":"2018-11-20"},{"$f":"INDEX('1'!B$14:B$53,MATCH(ROW(O18)-1,'1'!$N$14:$N$53))","v":"Линия 7610-03-0043-85CA9B70F-200-NG-ET-70 Ø 159мм, участок от тит.7610-04 до лин.7610-03-0002"},{"$f":"INDEX('1'!C$14:C$53,MATCH(ROW(P18)-1,'1'!$N$14:$N$53))","v":"Покрывной слой в виде кожуха. Материал: Сталь Оцинкованная 0.500х1250"},{"$f":"INDEX('1'!J$14:J$53,MATCH(ROW(J18)-1,'1'!$N$14:$N$53))","v":"м2"},{"$f":"INDEX('1'!I$14:I$53,MATCH(ROW(O18)-1,'1'!$N$14:$N$53))","v":38.975000000000001},{"$f":"INDEX('1'!L$14:L$53,MATCH(ROW(P18)-1,'1'!$N$14:$N$53))","v":"Иванов И.И."}]
[{"$f":"IFERROR(INDEX('1'!$F$14:$F$53,MATCH(ROW(B19)-1,'1'!$N$14:$N$53,)),A30+1)","v":"2018-11-21"},{"$f":"INDEX('1'!B$14:B$53,MATCH(ROW(O19)-1,'1'!$N$14:$N$53))","v":"Линия 7610-03-0043-85CA9B70F-200-NG-ET-70 Ø 159мм, участок от тит.7610-04 до лин.7610-03-0002"},{"$f":"INDEX('1'!C$14:C$53,MATCH(ROW(P19)-1,'1'!$N$14:$N$53))","v":"Покрывной слой в виде кожуха. Материал: Сталь Оцинкованная 0.500х1250"},{"$f":"INDEX('1'!J$14:J$53,MATCH(ROW(J19)-1,'1'!$N$14:$N$53))","v":"м2"},{"$f":"INDEX('1'!I$14:I$53,MATCH(ROW(O19)-1,'1'!$N$14:$N$53))","v":38.975000000000001},{"$f":"INDEX('1'!L$14:L$53,MATCH(ROW(P19)-1,'1'!$N$14:$N$53))","v":"Иванов И.И."}]
[{"$f":"IFERROR(INDEX('1'!$F$14:$F$53,MATCH(ROW(B20)-1,'1'!$N$14:$N$53,)),A31+1)","v":"2018-11-16"},{"$f":"INDEX('1'!B$14:B$53,MATCH(ROW(O20)-1,'1'!$N$14:$N$53))","v":"Линия 7610-03-0043-85CA9B70F-200-NG-ET-70 Ø 89мм, участок от тит.7610-05 до лин.7610-03-0003"},{"$f":"INDEX('1'!C$14:C$53,MATCH(ROW(P20)-1,'1'!$N$14:$N$53))","v":"Покрывной слой в виде кожуха. Материал: Сталь Оцинкованная 0.500х1250"},{"$f":"INDEX('1'!J$14:J$53,MATCH(ROW(J20)-1,'1'!$N$14:$N$53))","v":"м2"},{"$f":"INDEX('1'!I$14:I$53,MATCH(ROW(O20)-1,'1'!$N$14:$N$53))","v":9.6999999999999993},{"$f":"INDEX('1'!L$14:L$53,MATCH(ROW(P20)-1,'1'!$N$14:$N$53))","v":"Иванов И.И."}]
[{"$f":"IFERROR(INDEX('1'!$F$14:$F$53,MATCH(ROW(B21)-1,'1'!$N$14:$N$53,)),A32+1)","v":"2018-11-16"},{"$f":"INDEX('1'!B$14:B$53,MATCH(ROW(O21)-1,'1'!$N$14:$N$53))","v":"Линия 7610-03-0043-85CA9B70F-200-NG-ET-70 Ø 57мм, участок от тит.7610-06 до лин.7610-03-0004"},{"$f":"INDEX('1'!C$14:C$53,MATCH(ROW(P21)-1,'1'!$N$14:$N$53))","v":"Покрывной слой в виде кожуха. Материал: Сталь Оцинкованная 0.500х1250"},{"$f":"INDEX('1'!J$14:J$53,MATCH(ROW(J21)-1,'1'!$N$14:$N$53))","v":"м2"},{"$f":"INDEX('1'!I$14:I$53,MATCH(ROW(O21)-1,'1'!$N$14:$N$53))","v":8},{"$f":"INDEX('1'!L$14:L$53,MATCH(ROW(P21)-1,'1'!$N$14:$N$53))","v":"Иванов И.И."}]
[{"$f":"IFERROR(INDEX('1'!$F$14:$F$53,MATCH(ROW(B22)-1,'1'!$N$14:$N$53,)),A33+1)","v":"2018-11-16"},{"$f":"INDEX('1'!B$14:B$53,MATCH(ROW(O22)-1,'1'!$N$14:$N$53))","v":"Линия 7610-03-0043-85CA9B70F-200-NG-ET-70 Ø 32мм, участок от тит.7610-07 до лин.7610-03-0005"},{"$f":"INDEX('1'!C$14:C$53,MATCH(ROW(P22)-1,'1'!$N$14:$N$53))","v":"Покрывной слой в виде кожуха. Материал: Сталь Оцинкованная 0.500х1250"},{"$f":"INDEX('1'!J$14:J$53,MATCH(ROW(J22)-1,'1'!$N$14:$N$53))","v":"м2"},{"$f":"INDEX('1'!I$14:I$53,MATCH(ROW(O22)-1,'1'!$N$14:$N$53))","v":0.2},{"$f":"INDEX('1'!L$14:L$53,MATCH(ROW(P22)-1,'1'!$N$14:$N$53))","v":"Иванов И.И."}]
[{"$f":"IFERROR(INDEX('1'!$F$14:$F$53,MATCH(ROW(B23)-1,'1'!$N$14:$N$53,)),A34+1)","v":"2018-11-17"},{"$f":"INDEX('1'!B$14:B$53,MATCH(ROW(O23)-1,'1'!$N$14:$N$53))","v":"Линия 7610-03-0043-85CA9B70F-200-NG-ET-70 Ø 219мм, участок от тит.7610-03 до лин.7610-03-0001"},{"$f":"INDEX('1'!C$14:C$53,MATCH(ROW(P23)-1,'1'!$N$14:$N$53))","v":"Однослойная изоляция арматуры -Ø159мм. - 1шт. Тип (ET) Толщиной 70 мм. Материал: Мат прошивной ТЕХНО 80 ГП 2400.1200.70"},{"$f":"INDEX('1'!J$14:J$53,MATCH(ROW(J23)-1,'1'!$N$14:$N$53))","v":"м3"},{"$f":"INDEX('1'!I$14:I$53,MATCH(ROW(O23)-1,'1'!$N$14:$N$53))","v":0.06},{"$f":"INDEX('1'!L$14:L$53,MATCH(ROW(P23)-1,'1'!$N$14:$N$53))","v":"Иванов И.И."}]
[{"$f":"IFERROR(INDEX('1'!$F$14:$F$53,MATCH(ROW(B24)-1,'1'!$N$14:$N$53,)),A35+1)","v":"2018-11-17"},{"$f":"INDEX('1'!B$14:B$53,MATCH(ROW(O24)-1,'1'!$N$14:$N$53))","v":"Линия 7610-03-0043-85CA9B70F-200-NG-ET-70 Ø 219мм, участок от тит.7610-03 до лин.7610-03-0001"},{"$f":"INDEX('1'!C$14:C$53,MATCH(ROW(P24)-1,'1'!$N$14:$N$53))","v":"Однослойная изоляция арматуры -Ø89мм. - 1шт. Тип (ET) Толщиной 60 мм. Материал: Мат прошивной ТЕХНО 80 ГП 2400.1200.60"},{"$f":"INDEX('1'!J$14:J$53,MATCH(ROW(J24)-1,'1'!$N$14:$N$53))","v":"м3"},{"$f":"INDEX('1'!I$14:I$53,MATCH(ROW(O24)-1,'1'!$N$14:$N$53))","v":0.04},{"$f":"INDEX('1'!L$14:L$53,MATCH(ROW(P24)-1,'1'!$N$14:$N$53))","v":"Иванов И.И."}]
[{"$f":"IFERROR(INDEX('1'!$F$14:$F$53,MATCH(ROW(B25)-1,'1'!$N$14:$N$53,)),A36+1)","v":"2018-11-17"},{"$f":"INDEX('1'!B$14:B$53,MATCH(ROW(O25)-1,'1'!$N$14:$N$53))","v":"Линия 7610-03-0043-85CA9B70F-200-NG-ET-70 Ø 219мм, участок от тит.7610-03 до лин.7610-03-0001"},{"$f":"INDEX('1'!C$14:C$53,MATCH(ROW(P25)-1,'1'!$N$14:$N$53))","v":"Однослойная изоляция арматуры -Ø57мм. - 3шт. Тип (ET) Толщиной 60 мм. Материал: Мат прошивной ТЕХНО 80 ГП 2400.1200.60"},{"$f":"INDEX('1'!J$14:J$53,MATCH(ROW(J25)-1,'1'!$N$14:$N$53))","v":"м3"},{"$f":"INDEX('1'!I$14:I$53,MATCH(ROW(O25)-1,'1'!$N$14:$N$53))","v":0.08},{"$f":"INDEX('1'!L$14:L$53,MATCH(ROW(P25)-1,'1'!$N$14:$N$53))","v":"Иванов И.И."}]
[{"$f":"IFERROR(INDEX('1'!$F$14:$F$53,MATCH(ROW(B26)-1,'1'!$N$14:$N$53,)),A37+1)","v":"2018-11-17"},{"$f":"INDEX('1'!B$14:B$53,MATCH(ROW(O26)-1,'1'!$N$14:$N$53))","v":"Линия 7610-03-0043-85CA9B70F-200-NG-ET-70 Ø 219мм, участок от тит.7610-03 до лин.7610-03-0001"},{"$f":"INDEX('1'!C$14:C$53,MATCH(ROW(P26)-1,'1'!$N$14:$N$53))","v":"Однослойная изоляция арматуры -Ø32мм. - 4шт. Тип (ET) Толщиной 50 мм. Материал: Мат прошивной ТЕХНО 80 ГП 2400.1200.50"},{"$f":"INDEX('1'!J$14:J$53,MATCH(ROW(J26)-1,'1'!$N$14:$N$53))","v":"м3"},{"$f":"INDEX('1'!I$14:I$53,MATCH(ROW(O26)-1,'1'!$N$14:$N$53))","v":7.0000000000000007E-2},{"$f":"INDEX('1'!L$14:L$53,MATCH(ROW(P26)-1,'1'!$N$14:$N$53))","v":"Иванов И.И."}]
[{"$f":"IFERROR(INDEX('1'!$F$14:$F$53,MATCH(ROW(B27)-1,'1'!$N$14:$N$53,)),A38+1)","v":"2018-11-18"},{"$f":"INDEX('1'!B$14:B$53,MATCH(ROW(O27)-1,'1'!$N$14:$N$53))","v":"Линия 7610-03-0043-85CA9B70F-200-NG-ET-70 Ø 219мм, участок от тит.7610-03 до лин.7610-03-0001"},{"$f":"INDEX('1'!C$14:C$53,MATCH(ROW(P27)-1,'1'!$N$14:$N$53))","v":"Покрывной слой в виде кожуха арматуры -Ø159мм. - 1шт. Тип (ET)  Материал: Сталь Оцинкованная 0.800х1250"},{"$f":"INDEX('1'!J$14:J$53,MATCH(ROW(J27)-1,'1'!$N$14:$N$53))","v":"м2"},{"$f":"INDEX('1'!I$14:I$53,MATCH(ROW(O27)-1,'1'!$N$14:$N$53))","v":1.5},{"$f":"INDEX('1'!L$14:L$53,MATCH(ROW(P27)-1,'1'!$N$14:$N$53))","v":"Иванов И.И."}]
[{"$f":"IFERROR(INDEX('1'!$F$14:$F$53,MATCH(ROW(B28)-1,'1'!$N$14:$N$53,)),A39+1)","v":"2018-11-18"},{"$f":"INDEX('1'!B$14:B$53,MATCH(ROW(O28)-1,'1'!$N$14:$N$53))","v":"Линия 7610-03-0043-85CA9B70F-200-NG-ET-70 Ø 219мм, участок от тит.7610-03 до лин.7610-03-0001"},{"$f":"INDEX('1'!C$14:C$53,MATCH(ROW(P28)-1,'1'!$N$14:$N$53))","v":"Покрывной слой в виде кожуха арматуры -Ø89мм. - 1шт. Тип (ET)  Материал: Сталь Оцинкованная 0.800х1250"},{"$f":"INDEX('1'!J$14:J$53,MATCH(ROW(J28)-1,'1'!$N$14:$N$53))","v":"м2"},{"$f":"INDEX('1'!I$14:I$53,MATCH(ROW(O28)-1,'1'!$N$14:$N$53))","v":0.9},{"$f":"INDEX('1'!L$14:L$53,MATCH(ROW(P28)-1,'1'!$N$14:$N$53))","v":"Иванов И.И."}]
[{"$f":"IFERROR(INDEX('1'!$F$14:$F$53,MATCH(ROW(B29)-1,'1'!$N$14:$N$53,)),A40+1)","v":"2018-11-18"},{"$f":"INDEX('1'!B$14:B$53,MATCH(ROW(O29)-1,'1'!$N$14:$N$53))","v":"Линия 7610-03-0043-85CA9B70F-200-NG-ET-70 Ø 219мм, участок от тит.7610-03 до лин.7610-03-0001"},{"$f":"INDEX('1'!C$14:C$53,MATCH(ROW(P29)-1,'1'!$N$14:$N$53))","v":"Покрывной слой в виде кожуха арматуры -Ø57мм. - 3шт. Тип (ET)  Материал: Сталь Оцинкованная 0.800х1250"},{"$f":"INDEX('1'!J$14:J$53,MATCH(ROW(J29)-1,'1'!$N$14:$N$53))","v":"м2"},{"$f":"INDEX('1'!I$14:I$53,MATCH(ROW(O29)-1,'1'!$N$14:$N$53))","v":2.2999999999999998},{"$f":"INDEX('1'!L$14:L$53,MATCH(ROW(P29)-1,'1'!$N$14:$N$53))","v":"Иванов И.И."}]
[{"$f":"IFERROR(INDEX('1'!$F$14:$F$53,MATCH(ROW(B30)-1,'1'!$N$14:$N$53,)),A41+1)","v":"2018-11-18"},{"$f":"INDEX('1'!B$14:B$53,MATCH(ROW(O30)-1,'1'!$N$14:$N$53))","v":"Линия 7610-03-0043-85CA9B70F-200-NG-ET-70 Ø 219мм, участок от тит.7610-03 до лин.7610-03-0001"},{"$f":"INDEX('1'!C$14:C$53,MATCH(ROW(P30)-1,'1'!$N$14:$N$53))","v":"Покрывной слой в виде кожуха арматуры -Ø32мм. - 4шт. Тип (ET)  Материал: Сталь Оцинкованная 0.800х1250"},{"$f":"INDEX('1'!J$14:J$53,MATCH(ROW(J30)-1,'1'!$N$14:$N$53))","v":"м2"},{"$f":"INDEX('1'!I$14:I$53,MATCH(ROW(O30)-1,'1'!$N$14:$N$53))","v":2.1},{"$f":"INDEX('1'!L$14:L$53,MATCH(ROW(P30)-1,'1'!$N$14:$N$53))","v":"Иванов И.И."}]
[{"$f":"IFERROR(INDEX('1'!$F$14:$F$53,MATCH(ROW(B31)-1,'1'!$N$14:$N$53,)),A42+1)","v":"2018-11-19"},{"$f":"INDEX('1'!B$14:B$53,MATCH(ROW(O31)-1,'1'!$N$14:$N$53))","v":"Линия 7610-03-0043-85CA9B70F-200-NG-ET-70 Ø 219мм, участок от тит.7610-03 до лин.7610-03-0001"},{"$f":"INDEX('1'!C$14:C$53,MATCH(ROW(P31)-1,'1'!$N$14:$N$53))","v":"Покрывной слой в виде кожуха арматуры -Ø32мм. - 4шт. Тип (ET)  Материал: Сталь Оцинкованная 0.800х1250"},{"$f":"INDEX('1'!J$14:J$53,MATCH(ROW(J31)-1,'1'!$N$14:$N$53))","v":"м2"},{"$f":"INDEX('1'!I$14:I$53,MATCH(ROW(O31)-1,'1'!$N$14:$N$53))","v":2.1},{"$f":"INDEX('1'!L$14:L$53,MATCH(ROW(P31)-1,'1'!$N$14:$N$53))","v":"Иванов И.И."}]
[{"$f":"IFERROR(INDEX('1'!$F$14:$F$53,MATCH(ROW(B32)-1,'1'!$N$14:$N$53,)),A43+1)","v":"2018-11-20"},{"$f":"INDEX('1'!B$14:B$53,MATCH(ROW(O32)-1,'1'!$N$14:$N$53))","v":"Линия 7610-03-0043-85CA9B70F-200-NG-ET-70 Ø 219мм, участок от тит.7610-03 до лин.7610-03-0001"},{"$f":"INDEX('1'!C$14:C$53,MATCH(ROW(P32)-1,'1'!$N$14:$N$53))","v":"Покрывной слой в виде кожуха арматуры -Ø32мм. - 4шт. Тип (ET)  Материал: Сталь Оцинкованная 0.800х1250"},{"$f":"INDEX('1'!J$14:J$53,MATCH(ROW(J32)-1,'1'!$N$14:$N$53))","v":"м2"},{"$f":"INDEX('1'!I$14:I$53,MATCH(ROW(O32)-1,'1'!$N$14:$N$53))","v":2.1},{"$f":"INDEX('1'!L$14:L$53,MATCH(ROW(P32)-1,'1'!$N$14:$N$53))","v":"Иванов И.И."}]
[{"$f":"IFERROR(INDEX('1'!$F$14:$F$53,MATCH(ROW(B33)-1,'1'!$N$14:$N$53,)),A44+1)","v":"2018-11-21"},{"$f":"INDEX('1'!B$14:B$53,MATCH(ROW(O33)-1,'1'!$N$14:$N$53))","v":"Линия 7610-03-0043-85CA9B70F-200-NG-ET-70 Ø 219мм, участок от тит.7610-03 до лин.7610-03-0001"},{"$f":"INDEX('1'!C$14:C$53,MATCH(ROW(P33)-1,'1'!$N$14:$N$53))","v":"Покрывной слой в виде кожуха арматуры -Ø32мм. - 4шт. Тип (ET)  Материал: Сталь Оцинкованная 0.800х1250"},{"$f":"INDEX('1'!J$14:J$53,MATCH(ROW(J33)-1,'1'!$N$14:$N$53))","v":"м2"},{"$f":"INDEX('1'!I$14:I$53,MATCH(ROW(O33)-1,'1'!$N$14:$N$53))","v":2.1},{"$f":"INDEX('1'!L$14:L$53,MATCH(ROW(P33)-1,'1'!$N$14:$N$53))","v":"Иванов И.И."}]
[{"$f":"IFERROR(INDEX('1'!$F$14:$F$53,MATCH(ROW(B34)-1,'1'!$N$14:$N$53,)),A45+1)","v":"2018-11-22"},{"$f":"INDEX('1'!B$14:B$53,MATCH(ROW(O34)-1,'1'!$N$14:$N$53))","v":"Линия 7610-03-0043-85CA9B70F-200-NG-ET-70 Ø 219мм, участок от тит.7610-03 до лин.7610-03-0001"},{"$f":"INDEX('1'!C$14:C$53,MATCH(ROW(P34)-1,'1'!$N$14:$N$53))","v":"Покрывной слой в виде кожуха арматуры -Ø32мм. - 4шт. Тип (ET)  Материал: Сталь Оцинкованная 0.800х1250"},{"$f":"INDEX('1'!J$14:J$53,MATCH(ROW(J34)-1,'1'!$N$14:$N$53))","v":"м2"},{"$f":"INDEX('1'!I$14:I$53,MATCH(ROW(O34)-1,'1'!$N$14:$N$53))","v":2.1},{"$f":"INDEX('1'!L$14:L$53,MATCH(ROW(P34)-1,'1'!$N$14:$N$53))","v":"Иванов И.И."}]
[{"$f":"IFERROR(INDEX('1'!$F$14:$F$53,MATCH(ROW(B35)-1,'1'!$N$14:$N$53,)),A46+1)","v":"2018-11-23"},{"$f":"INDEX('1'!B$14:B$53,MATCH(ROW(O35)-1,'1'!$N$14:$N$53))","v":"Линия 7610-03-0043-85CA9B70F-200-NG-ET-70 Ø 219мм, участок от тит.7610-03 до лин.7610-03-0001"},{"$f":"INDEX('1'!C$14:C$53,MATCH(ROW(P35)-1,'1'!$N$14:$N$53))","v":"Покрывной слой в виде кожуха арматуры -Ø32мм. - 4шт. Тип (ET)  Материал: Сталь Оцинкованная 0.800х1250"},{"$f":"INDEX('1'!J$14:J$53,MATCH(ROW(J35)-1,'1'!$N$14:$N$53))","v":"м2"},{"$f":"INDEX('1'!I$14:I$53,MATCH(ROW(O35)-1,'1'!$N$14:$N$53))","v":2.1},{"$f":"INDEX('1'!L$14:L$53,MATCH(ROW(P35)-1,'1'!$N$14:$N$53))","v":"Иванов И.И."}]
[{"$f":"IFERROR(INDEX('1'!$F$14:$F$53,MATCH(ROW(B36)-1,'1'!$N$14:$N$53,)),A47+1)","v":"2018-11-24"},{"$f":"INDEX('1'!B$14:B$53,MATCH(ROW(O36)-1,'1'!$N$14:$N$53))","v":"Линия 7610-03-0043-85CA9B70F-200-NG-ET-70 Ø 219мм, участок от тит.7610-03 до лин.7610-03-0001"},{"$f":"INDEX('1'!C$14:C$53,MATCH(ROW(P36)-1,'1'!$N$14:$N$53))","v":"Покрывной слой в виде кожуха арматуры -Ø32мм. - 4шт. Тип (ET)  Материал: Сталь Оцинкованная 0.800х1250"},{"$f":"INDEX('1'!J$14:J$53,MATCH(ROW(J36)-1,'1'!$N$14:$N$53))","v":"м2"},{"$f":"INDEX('1'!I$14:I$53,MATCH(ROW(O36)-1,'1'!$N$14:$N$53))","v":2.1},{"$f":"INDEX('1'!L$14:L$53,MATCH(ROW(P36)-1,'1'!$N$14:$N$53))","v":"Иванов И.И."}]
[{"$f":"IFERROR(INDEX('1'!$F$14:$F$53,MATCH(ROW(B37)-1,'1'!$N$14:$N$53,)),A48+1)","v":"2018-11-25"},{"$f":"INDEX('1'!B$14:B$53,MATCH(ROW(O37)-1,'1'!$N$14:$N$53))","v":"Линия 7610-03-0043-85CA9B70F-200-NG-ET-70 Ø 219мм, участок от тит.7610-03 до лин.7610-03-0001"},{"$f":"INDEX('1'!C$14:C$53,MATCH(ROW(P37)-1,'1'!$N$14:$N$53))","v":"Покрывной слой в виде кожуха арматуры -Ø32мм. - 4шт. Тип (ET)  Материал: Сталь Оцинкованная 0.800х1250"},{"$f":"INDEX('1'!J$14:J$53,MATCH(ROW(J37)-1,'1'!$N$14:$N$53))","v":"м2"},{"$f":"INDEX('1'!I$14:I$53,MATCH(ROW(O37)-1,'1'!$N$14:$N$53))","v":2.1},{"$f":"INDEX('1'!L$14:L$53,MATCH(ROW(P37)-1,'1'!$N$14:$N$53))","v":"Иванов И.И."}]
[{"$f":"IFERROR(INDEX('1'!$F$14:$F$53,MATCH(ROW(B38)-1,'1'!$N$14:$N$53,)),A49+1)","v":"2018-11-26"},{"$f":"INDEX('1'!B$14:B$53,MATCH(ROW(O38)-1,'1'!$N$14:$N$53))","v":"Линия 7610-03-0043-85CA9B70F-200-NG-ET-70 Ø 219мм, участок от тит.7610-03 до лин.7610-03-0001"},{"$f":"INDEX('1'!C$14:C$53,MATCH(ROW(P38)-1,'1'!$N$14:$N$53))","v":"Покрывной слой в виде кожуха арматуры -Ø32мм. - 4шт. Тип (ET)  Материал: Сталь Оцинкованная 0.800х1250"},{"$f":"INDEX('1'!J$14:J$53,MATCH(ROW(J38)-1,'1'!$N$14:$N$53))","v":"м2"},{"$f":"INDEX('1'!I$14:I$53,MATCH(ROW(O38)-1,'1'!$N$14:$N$53))","v":2.1},{"$f":"INDEX('1'!L$14:L$53,MATCH(ROW(P38)-1,'1'!$N$14:$N$53))","v":"Иванов И.И."}]
[{"$f":"IFERROR(INDEX('1'!$F$14:$F$53,MATCH(ROW(B39)-1,'1'!$N$14:$N$53,)),A50+1)","v":"2018-11-27"},{"$f":"INDEX('1'!B$14:B$53,MATCH(ROW(O39)-1,'1'!$N$14:$N$53))","v":"Линия 7610-03-0043-85CA9B70F-200-NG-ET-70 Ø 219мм, участок от тит.7610-03 до лин.7610-03-0001"},{"$f":"INDEX('1'!C$14:C$53,MATCH(ROW(P39)-1,'1'!$N$14:$N$53))","v":"Покрывной слой в виде кожуха арматуры -Ø32мм. - 4шт. Тип (ET)  Материал: Сталь Оцинкованная 0.800х1250"},{"$f":"INDEX('1'!J$14:J$53,MATCH(ROW(J39)-1,'1'!$N$14:$N$53))","v":"м2"},{"$f":"INDEX('1'!I$14:I$53,MATCH(ROW(O39)-1,'1'!$N$14:$N$53))","v":2.1},{"$f":"INDEX('1'!L$14:L$53,MATCH(ROW(P39)-1,'1'!$N$14:$N$53))","v":"Иванов И.И."}]
[{"$f":"IFERROR(INDEX('1'!$F$14:$F$53,MATCH(ROW(B40)-1,'1'!$N$14:$N$53,)),A51+1)","v":"2018-11-28"},{"$f":"INDEX('1'!B$14:B$53,MATCH(ROW(O40)-1,'1'!$N$14:$N$53))","v":"Линия 7610-03-0043-85CA9B70F-200-NG-ET-70 Ø 219мм, участок от тит.7610-03 до лин.7610-03-0001"},{"$f":"INDEX('1'!C$14:C$53,MATCH(ROW(P40)-1,'1'!$N$14:$N$53))","v":"Покрывной слой в виде кожуха арматуры -Ø32мм. - 4шт. Тип (ET)  Материал: Сталь Оцинкованная 0.800х1250"},{"$f":"INDEX('1'!J$14:J$53,MATCH(ROW(J40)-1,'1'!$N$14:$N$53))","v":"м2"},{"$f":"INDEX('1'!I$14:I$53,MATCH(ROW(O40)-1,'1'!$N$14:$N$53))","v":2.1},{"$f":"INDEX('1'!L$14:L$53,MATCH(ROW(P40)-1,'1'!$N$14:$N$53))","v":"Иванов И.И."}]
[{"$f":"IFERROR(INDEX('1'!$F$14:$F$53,MATCH(ROW(B41)-1,'1'!$N$14:$N$53,)),A52+1)","v":"2018-11-29"},{"$f":"INDEX('1'!B$14:B$53,MATCH(ROW(O41)-1,'1'!$N$14:$N$53))","v":"Линия 7610-03-0043-85CA9B70F-200-NG-ET-70 Ø 219мм, участок от тит.7610-03 до лин.7610-03-0001"},{"$f":"INDEX('1'!C$14:C$53,MATCH(ROW(P41)-1,'1'!$N$14:$N$53))","v":"Покрывной слой в виде кожуха арматуры -Ø32мм. - 4шт. Тип (ET)  Материал: Сталь Оцинкованная 0.800х1250"},{"$f":"INDEX('1'!J$14:J$53,MATCH(ROW(J41)-1,'1'!$N$14:$N$53))","v":"м2"},{"$f":"INDEX('1'!I$14:I$53,MATCH(ROW(O41)-1,'1'!$N$14:$N$53))","v":2.1},{"$f":"INDEX('1'!L$14:L$53,MATCH(ROW(P41)-1,'1'!$N$14:$N$53))","v":"Иванов И.И."}]
[{"$f":"IFERROR(INDEX('1'!$F$14:$F$53,MATCH(ROW(B42)-1,'1'!$N$14:$N$53,)),A53+1)","v":"2018-11-30"},{"$f":"INDEX('1'!B$14:B$53,MATCH(ROW(O42)-1,'1'!$N$14:$N$53))","v":"Линия 7610-03-0043-85CA9B70F-200-NG-ET-70 Ø 219мм, участок от тит.7610-03 до лин.7610-03-0001"},{"$f":"INDEX('1'!C$14:C$53,MATCH(ROW(P42)-1,'1'!$N$14:$N$53))","v":"Покрывной слой в виде кожуха арматуры -Ø32мм. - 4шт. Тип (ET)  Материал: Сталь Оцинкованная 0.800х1250"},{"$f":"INDEX('1'!J$14:J$53,MATCH(ROW(J42)-1,'1'!$N$14:$N$53))","v":"м2"},{"$f":"INDEX('1'!I$14:I$53,MATCH(ROW(O42)-1,'1'!$N$14:$N$53))","v":2.1},{"$f":"INDEX('1'!L$14:L$53,MATCH(ROW(P42)-1,'1'!$N$14:$N$53))","v":"Иванов И.И."}]
[{"$f":"IFERROR(INDEX('1'!$F$14:$F$53,MATCH(ROW(B43)-1,'1'!$N$14:$N$53,)),A54+1)","v":"2018-12-01"},{"$f":"INDEX('1'!B$14:B$53,MATCH(ROW(O43)-1,'1'!$N$14:$N$53))","v":"Линия 7610-03-0043-85CA9B70F-200-NG-ET-70 Ø 219мм, участок от тит.7610-03 до лин.7610-03-0001"},{"$f":"INDEX('1'!C$14:C$53,MATCH(ROW(P43)-1,'1'!$N$14:$N$53))","v":"Покрывной слой в виде кожуха арматуры -Ø32мм. - 4шт. Тип (ET)  Материал: Сталь Оцинкованная 0.800х1250"},{"$f":"INDEX('1'!J$14:J$53,MATCH(ROW(J43)-1,'1'!$N$14:$N$53))","v":"м2"},{"$f":"INDEX('1'!I$14:I$53,MATCH(ROW(O43)-1,'1'!$N$14:$N$53))","v":2.1},{"$f":"INDEX('1'!L$14:L$53,MATCH(ROW(P43)-1,'1'!$N$14:$N$53))","v":"Иванов И.И."}]
[{"$f":"IFERROR(INDEX('1'!$F$14:$F$53,MATCH(ROW(B44)-1,'1'!$N$14:$N$53,)),A55+1)","v":"2018-12-02"},{"$f":"INDEX('1'!B$14:B$53,MATCH(ROW(O44)-1,'1'!$N$14:$N$53))","v":"Линия 7610-03-0043-85CA9B70F-200-NG-ET-70 Ø 219мм, участок от тит.7610-03 до лин.7610-03-0001"},{"$f":"INDEX('1'!C$14:C$53,MATCH(ROW(P44)-1,'1'!$N$14:$N$53))","v":"Покрывной слой в виде кожуха арматуры -Ø32мм. - 4шт. Тип (ET)  Материал: Сталь Оцинкованная 0.800х1250"},{"$f":"INDEX('1'!J$14:J$53,MATCH(ROW(J44)-1,'1'!$N$14:$N$53))","v":"м2"},{"$f":"INDEX('1'!I$14:I$53,MATCH(ROW(O44)-1,'1'!$N$14:$N$53))","v":2.1},{"$f":"INDEX('1'!L$14:L$53,MATCH(ROW(P44)-1,'1'!$N$14:$N$53))","v":"Иванов И.И."}]
[{"$f":"IFERROR(INDEX('1'!$F$14:$F$53,MATCH(ROW(B45)-1,'1'!$N$14:$N$53,)),A56+1)","v":"2018-12-03"},{"$f":"INDEX('1'!B$14:B$53,MATCH(ROW(O45)-1,'1'!$N$14:$N$53))","v":"Линия 7610-03-0043-85CA9B70F-200-NG-ET-70 Ø 219мм, участок от тит.7610-03 до лин.7610-03-0001"},{"$f":"INDEX('1'!C$14:C$53,MATCH(ROW(P45)-1,'1'!$N$14:$N$53))","v":"Покрывной слой в виде кожуха арматуры -Ø32мм. - 4шт. Тип (ET)  Материал: Сталь Оцинкованная 0.800х1250"},{"$f":"INDEX('1'!J$14:J$53,MATCH(ROW(J45)-1,'1'!$N$14:$N$53))","v":"м2"},{"$f":"INDEX('1'!I$14:I$53,MATCH(ROW(O45)-1,'1'!$N$14:$N$53))","v":2.1},{"$f":"INDEX('1'!L$14:L$53,MATCH(ROW(P45)-1,'1'!$N$14:$N$53))","v":"Иванов И.И."}]
[{"$f":"IFERROR(INDEX('1'!$F$14:$F$53,MATCH(ROW(B46)-1,'1'!$N$14:$N$53,)),A57+1)","v":"2018-12-04"},{"$f":"INDEX('1'!B$14:B$53,MATCH(ROW(O46)-1,'1'!$N$14:$N$53))","v":"Линия 7610-03-0043-85CA9B70F-200-NG-ET-70 Ø 219мм, участок от тит.7610-03 до лин.7610-03-0001"},{"$f":"INDEX('1'!C$14:C$53,MATCH(ROW(P46)-1,'1'!$N$14:$N$53))","v":"Покрывной слой в виде кожуха арматуры -Ø32мм. - 4шт. Тип (ET)  Материал: Сталь Оцинкованная 0.800х1250"},{"$f":"INDEX('1'!J$14:J$53,MATCH(ROW(J46)-1,'1'!$N$14:$N$53))","v":"м2"},{"$f":"INDEX('1'!I$14:I$53,MATCH(ROW(O46)-1,'1'!$N$14:$N$53))","v":2.1},{"$f":"INDEX('1'!L$14:L$53,MATCH(ROW(P46)-1,'1'!$N$14:$N$53))","v":"Иванов И.И."}]
[{"$f":"IFERROR(INDEX('1'!$F$14:$F$53,MATCH(ROW(B47)-1,'1'!$N$14:$N$53,)),A58+1)","v":"2018-12-05"},{"$f":"INDEX('1'!B$14:B$53,MATCH(ROW(O47)-1,'1'!$N$14:$N$53))","v":"Линия 7610-03-0043-85CA9B70F-200-NG-ET-70 Ø 219мм, участок от тит.7610-03 до лин.7610-03-0001"},{"$f":"INDEX('1'!C$14:C$53,MATCH(ROW(P47)-1,'1'!$N$14:$N$53))","v":"Покрывной слой в виде кожуха арматуры -Ø32мм. - 4шт. Тип (ET)  Материал: Сталь Оцинкованная 0.800х1250"},{"$f":"INDEX('1'!J$14:J$53,MATCH(ROW(J47)-1,'1'!$N$14:$N$53))","v":"м2"},{"$f":"INDEX('1'!I$14:I$53,MATCH(ROW(O47)-1,'1'!$N$14:$N$53))","v":2.1},{"$f":"INDEX('1'!L$14:L$53,MATCH(ROW(P47)-1,'1'!$N$14:$N$53))","v":"Иванов И.И."}]
[{"$f":"IFERROR(INDEX('1'!$F$14:$F$53,MATCH(ROW(B48)-1,'1'!$N$14:$N$53,)),A59+1)","v":"2018-12-06"},{"$f":"INDEX('1'!B$14:B$53,MATCH(ROW(O48)-1,'1'!$N$14:$N$53))","v":"Линия 7610-03-0043-85CA9B70F-200-NG-ET-70 Ø 219мм, участок от тит.7610-03 до лин.7610-03-0001"},{"$f":"INDEX('1'!C$14:C$53,MATCH(ROW(P48)-1,'1'!$N$14:$N$53))","v":"Покрывной слой в виде кожуха арматуры -Ø32мм. - 4шт. Тип (ET)  Материал: Сталь Оцинкованная 0.800х1250"},{"$f":"INDEX('1'!J$14:J$53,MATCH(ROW(J48)-1,'1'!$N$14:$N$53))","v":"м2"},{"$f":"INDEX('1'!I$14:I$53,MATCH(ROW(O48)-1,'1'!$N$14:$N$53))","v":2.1},{"$f":"INDEX('1'!L$14:L$53,MATCH(ROW(P48)-1,'1'!$N$14:$N$53))","v":"Иванов И.И."}]
[{"$f":"IFERROR(INDEX('1'!$F$14:$F$53,MATCH(ROW(B49)-1,'1'!$N$14:$N$53,)),A60+1)","v":"2018-12-07"},{"$f":"INDEX('1'!B$14:B$53,MATCH(ROW(O49)-1,'1'!$N$14:$N$53))","v":"Линия 7610-03-0043-85CA9B70F-200-NG-ET-70 Ø 219мм, участок от тит.7610-03 до лин.7610-03-0001"},{"$f":"INDEX('1'!C$14:C$53,MATCH(ROW(P49)-1,'1'!$N$14:$N$53))","v":"Покрывной слой в виде кожуха арматуры -Ø32мм. - 4шт. Тип (ET)  Материал: Сталь Оцинкованная 0.800х1250"},{"$f":"INDEX('1'!J$14:J$53,MATCH(ROW(J49)-1,'1'!$N$14:$N$53))","v":"м2"},{"$f":"INDEX('1'!I$14:I$53,MATCH(ROW(O49)-1,'1'!$N$14:$N$53))","v":2.1},{"$f":"INDEX('1'!L$14:L$53,MATCH(ROW(P49)-1,'1'!$N$14:$N$53))","v":"Иванов И.И."}]
[{"$f":"IFERROR(INDEX('1'!$F$14:$F$53,MATCH(ROW(B50)-1,'1'!$N$14:$N$53,)),A61+1)","v":"2018-12-08"},{"$f":"INDEX('1'!B$14:B$53,MATCH(ROW(O50)-1,'1'!$N$14:$N$53))","v":"Линия 7610-03-0043-85CA9B70F-200-NG-ET-70 Ø 219мм, участок от тит.7610-03 до лин.7610-03-0001"},{"$f":"INDEX('1'!C$14:C$53,MATCH(ROW(P50)-1,'1'!$N$14:$N$53))","v":"Покрывной слой в виде кожуха арматуры -Ø32мм. - 4шт. Тип (ET)  Материал: Сталь Оцинкованная 0.800х1250"},{"$f":"INDEX('1'!J$14:J$53,MATCH(ROW(J50)-1,'1'!$N$14:$N$53))","v":"м2"},{"$f":"INDEX('1'!I$14:I$53,MATCH(ROW(O50)-1,'1'!$N$14:$N$53))","v":2.1},{"$f":"INDEX('1'!L$14:L$53,MATCH(ROW(P50)-1,'1'!$N$14:$N$53))","v":"Иванов И.И."}]
[{"$f":"IFERROR(INDEX('1'!$F$14:$F$53,MATCH(ROW(B51)-1,'1'!$N$14:$N$53,)),A62+1)","v":"2018-12-09"},{"$f":"INDEX('1'!B$14:B$53,MATCH(ROW(O51)-1,'1'!$N$14:$N$53))","v":"Линия 7610-03-0043-85CA9B70F-200-NG-ET-70 Ø 219мм, участок от тит.7610-03 до лин.7610-03-0001"},{"$f":"INDEX('1'!C$14:C$53,MATCH(ROW(P51)-1,'1'!$N$14:$N$53))","v":"Покрывной слой в виде кожуха арматуры -Ø32мм. - 4шт. Тип (ET)  Материал: Сталь Оцинкованная 0.800х1250"},{"$f":"INDEX('1'!J$14:J$53,MATCH(ROW(J51)-1,'1'!$N$14:$N$53))","v":"м2"},{"$f":"INDEX('1'!I$14:I$53,MATCH(ROW(O51)-1,'1'!$N$14:$N$53))","v":2.1},{"$f":"INDEX('1'!L$14:L$53,MATCH(ROW(P51)-1,'1'!$N$14:$N$53))","v":"Иванов И.И."}]
[{"$f":"IFERROR(INDEX('1'!$F$14:$F$53,MATCH(ROW(B52)-1,'1'!$N$14:$N$53,)),A63+1)","v":"2018-12-10"},{"$f":"INDEX('1'!B$14:B$53,MATCH(ROW(O52)-1,'1'!$N$14:$N$53))","v":"Линия 7610-03-0043-85CA9B70F-200-NG-ET-70 Ø 219мм, участок от тит.7610-03 до лин.7610-03-0001"},{"$f":"INDEX('1'!C$14:C$53,MATCH(ROW(P52)-1,'1'!$N$14:$N$53))","v":"Покрывной слой в виде кожуха арматуры -Ø32мм. - 4шт. Тип (ET)  Материал: Сталь Оцинкованная 0.800х1250"},{"$f":"INDEX('1'!J$14:J$53,MATCH(ROW(J52)-1,'1'!$N$14:$N$53))","v":"м2"},{"$f":"INDEX('1'!I$14:I$53,MATCH(ROW(O52)-1,'1'!$N$14:$N$53))","v":2.1},{"$f":"INDEX('1'!L$14:L$53,MATCH(ROW(P52)-1,'1'!$N$14:$N$53))","v":"Иванов И.И."}]
[{"$f":"IFERROR(INDEX('1'!$F$14:$F$53,MATCH(ROW(B53)-1,'1'!$N$14:$N$53,)),A64+1)","v":"2018-12-11"},{"$f":"INDEX('1'!B$14:B$53,MATCH(ROW(O53)-1,'1'!$N$14:$N$53))","v":"Линия 7610-03-0043-85CA9B70F-200-NG-ET-70 Ø 219мм, участок от тит.7610-03 до лин.7610-03-0001"},{"$f":"INDEX('1'!C$14:C$53,MATCH(ROW(P53)-1,'1'!$N$14:$N$53))","v":"Покрывной слой в виде кожуха арматуры -Ø32мм. - 4шт. Тип (ET)  Материал: Сталь Оцинкованная 0.800х1250"},{"$f":"INDEX('1'!J$14:J$53,MATCH(ROW(J53)-1,'1'!$N$14:$N$53))","v":"м2"},{"$f":"INDEX('1'!I$14:I$53,MATCH(ROW(O53)-1,'1'!$N$14:$N$53))","v":2.1},{"$f":"INDEX('1'!L$14:L$53,MATCH(ROW(P53)-1,'1'!$N$14:$N$53))","v":"Иванов И.И."}]
[{"$f":"IFERROR(INDEX('1'!$F$14:$F$53,MATCH(ROW(B54)-1,'1'!$N$14:$N$53,)),A65+1)","v":"2018-12-12"},{"$f":"INDEX('1'!B$14:B$53,MATCH(ROW(O54)-1,'1'!$N$14:$N$53))","v":"Линия 7610-03-0043-85CA9B70F-200-NG-ET-70 Ø 219мм, участок от тит.7610-03 до лин.7610-03-0001"},{"$f":"INDEX('1'!C$14:C$53,MATCH(ROW(P54)-1,'1'!$N$14:$N$53))","v":"Покрывной слой в виде кожуха арматуры -Ø32мм. - 4шт. Тип (ET)  Материал: Сталь Оцинкованная 0.800х1250"},{"$f":"INDEX('1'!J$14:J$53,MATCH(ROW(J54)-1,'1'!$N$14:$N$53))","v":"м2"},{"$f":"INDEX('1'!I$14:I$53,MATCH(ROW(O54)-1,'1'!$N$14:$N$53))","v":2.1},{"$f":"INDEX('1'!L$14:L$53,MATCH(ROW(P54)-1,'1'!$N$14:$N$53))","v":"Иванов И.И."}]
[{"$f":"IFERROR(INDEX('1'!$F$14:$F$53,MATCH(ROW(B55)-1,'1'!$N$14:$N$53,)),A66+1)","v":"2018-12-13"},{"$f":"INDEX('1'!B$14:B$53,MATCH(ROW(O55)-1,'1'!$N$14:$N$53))","v":"Линия 7610-03-0043-85CA9B70F-200-NG-ET-70 Ø 219мм, участок от тит.7610-03 до лин.7610-03-0001"},{"$f":"INDEX('1'!C$14:C$53,MATCH(ROW(P55)-1,'1'!$N$14:$N$53))","v":"Покрывной слой в виде кожуха арматуры -Ø32мм. - 4шт. Тип (ET)  Материал: Сталь Оцинкованная 0.800х1250"},{"$f":"INDEX('1'!J$14:J$53,MATCH(ROW(J55)-1,'1'!$N$14:$N$53))","v":"м2"},{"$f":"INDEX('1'!I$14:I$53,MATCH(ROW(O55)-1,'1'!$N$14:$N$53))","v":2.1},{"$f":"INDEX('1'!L$14:L$53,MATCH(ROW(P55)-1,'1'!$N$14:$N$53))","v":"Иванов И.И."}]
[{"$f":"IFERROR(INDEX('1'!$F$14:$F$53,MATCH(ROW(B56)-1,'1'!$N$14:$N$53,)),A67+1)","v":"2018-12-14"},{"$f":"INDEX('1'!B$14:B$53,MATCH(ROW(O56)-1,'1'!$N$14:$N$53))","v":"Линия 7610-03-0043-85CA9B70F-200-NG-ET-70 Ø 219мм, участок от тит.7610-03 до лин.7610-03-0001"},{"$f":"INDEX('1'!C$14:C$53,MATCH(ROW(P56)-1,'1'!$N$14:$N$53))","v":"Покрывной слой в виде кожуха арматуры -Ø32мм. - 4шт. Тип (ET)  Материал: Сталь Оцинкованная 0.800х1250"},{"$f":"INDEX('1'!J$14:J$53,MATCH(ROW(J56)-1,'1'!$N$14:$N$53))","v":"м2"},{"$f":"INDEX('1'!I$14:I$53,MATCH(ROW(O56)-1,'1'!$N$14:$N$53))","v":2.1},{"$f":"INDEX('1'!L$14:L$53,MATCH(ROW(P56)-1,'1'!$N$14:$N$53))","v":"Иванов И.И."}]
[{"$f":"IFERROR(INDEX('1'!$F$14:$F$53,MATCH(ROW(B57)-1,'1'!$N$14:$N$53,)),A68+1)","v":"2018-12-15"},{"$f":"INDEX('1'!B$14:B$53,MATCH(ROW(O57)-1,'1'!$N$14:$N$53))","v":"Линия 7610-03-0043-85CA9B70F-200-NG-ET-70 Ø 219мм, участок от тит.7610-03 до лин.7610-03-0001"},{"$f":"INDEX('1'!C$14:C$53,MATCH(ROW(P57)-1,'1'!$N$14:$N$53))","v":"Покрывной слой в виде кожуха арматуры -Ø32мм. - 4шт. Тип (ET)  Материал: Сталь Оцинкованная 0.800х1250"},{"$f":"INDEX('1'!J$14:J$53,MATCH(ROW(J57)-1,'1'!$N$14:$N$53))","v":"м2"},{"$f":"INDEX('1'!I$14:I$53,MATCH(ROW(O57)-1,'1'!$N$14:$N$53))","v":2.1},{"$f":"INDEX('1'!L$14:L$53,MATCH(ROW(P57)-1,'1'!$N$14:$N$53))","v":"Иванов И.И."}]
[{"$f":"IFERROR(INDEX('1'!$F$14:$F$53,MATCH(ROW(B58)-1,'1'!$N$14:$N$53,)),A69+1)","v":"2018-12-16"},{"$f":"INDEX('1'!B$14:B$53,MATCH(ROW(O58)-1,'1'!$N$14:$N$53))","v":"Линия 7610-03-0043-85CA9B70F-200-NG-ET-70 Ø 219мм, участок от тит.7610-03 до лин.7610-03-0001"},{"$f":"INDEX('1'!C$14:C$53,MATCH(ROW(P58)-1,'1'!$N$14:$N$53))","v":"Покрывной слой в виде кожуха арматуры -Ø32мм. - 4шт. Тип (ET)  Материал: Сталь Оцинкованная 0.800х1250"},{"$f":"INDEX('1'!J$14:J$53,MATCH(ROW(J58)-1,'1'!$N$14:$N$53))","v":"м2"},{"$f":"INDEX('1'!I$14:I$53,MATCH(ROW(O58)-1,'1'!$N$14:$N$53))","v":2.1},{"$f":"INDEX('1'!L$14:L$53,MATCH(ROW(P58)-1,'1'!$N$14:$N$53))","v":"Иванов И.И."}]
[{"$f":"IFERROR(INDEX('1'!$F$14:$F$53,MATCH(ROW(B59)-1,'1'!$N$14:$N$53,)),A70+1)","v":"2018-12-17"},{"$f":"INDEX('1'!B$14:B$53,MATCH(ROW(O59)-1,'1'!$N$14:$N$53))","v":"Линия 7610-03-0043-85CA9B70F-200-NG-ET-70 Ø 219мм, участок от тит.7610-03 до лин.7610-03-0001"},{"$f":"INDEX('1'!C$14:C$53,MATCH(ROW(P59)-1,'1'!$N$14:$N$53))","v":"Покрывной слой в виде кожуха арматуры -Ø32мм. - 4шт. Тип (ET)  Материал: Сталь Оцинкованная 0.800х1250"},{"$f":"INDEX('1'!J$14:J$53,MATCH(ROW(J59)-1,'1'!$N$14:$N$53))","v":"м2"},{"$f":"INDEX('1'!I$14:I$53,MATCH(ROW(O59)-1,'1'!$N$14:$N$53))","v":2.1},{"$f":"INDEX('1'!L$14:L$53,MATCH(ROW(P59)-1,'1'!$N$14:$N$53))","v":"Иванов И.И."}]
[{"$f":"IFERROR(INDEX('1'!$F$14:$F$53,MATCH(ROW(B60)-1,'1'!$N$14:$N$53,)),A71+1)","v":"2018-12-18"},{"$f":"INDEX('1'!B$14:B$53,MATCH(ROW(O60)-1,'1'!$N$14:$N$53))","v":"Линия 7610-03-0043-85CA9B70F-200-NG-ET-70 Ø 219мм, участок от тит.7610-03 до лин.7610-03-0001"},{"$f":"INDEX('1'!C$14:C$53,MATCH(ROW(P60)-1,'1'!$N$14:$N$53))","v":"Покрывной слой в виде кожуха арматуры -Ø32мм. - 4шт. Тип (ET)  Материал: Сталь Оцинкованная 0.800х1250"},{"$f":"INDEX('1'!J$14:J$53,MATCH(ROW(J60)-1,'1'!$N$14:$N$53))","v":"м2"},{"$f":"INDEX('1'!I$14:I$53,MATCH(ROW(O60)-1,'1'!$N$14:$N$53))","v":2.1},{"$f":"INDEX('1'!L$14:L$53,MATCH(ROW(P60)-1,'1'!$N$14:$N$53))","v":"Иванов И.И."}]
[{"$f":"IFERROR(INDEX('1'!$F$14:$F$53,MATCH(ROW(B61)-1,'1'!$N$14:$N$53,)),A72+1)","v":"2018-12-19"},{"$f":"INDEX('1'!B$14:B$53,MATCH(ROW(O61)-1,'1'!$N$14:$N$53))","v":"Линия 7610-03-0043-85CA9B70F-200-NG-ET-70 Ø 219мм, участок от тит.7610-03 до лин.7610-03-0001"},{"$f":"INDEX('1'!C$14:C$53,MATCH(ROW(P61)-1,'1'!$N$14:$N$53))","v":"Покрывной слой в виде кожуха арматуры -Ø32мм. - 4шт. Тип (ET)  Материал: Сталь Оцинкованная 0.800х1250"},{"$f":"INDEX('1'!J$14:J$53,MATCH(ROW(J61)-1,'1'!$N$14:$N$53))","v":"м2"},{"$f":"INDEX('1'!I$14:I$53,MATCH(ROW(O61)-1,'1'!$N$14:$N$53))","v":2.1},{"$f":"INDEX('1'!L$14:L$53,MATCH(ROW(P61)-1,'1'!$N$14:$N$53))","v":"Иванов И.И."}]
[{"$f":"IFERROR(INDEX('1'!$F$14:$F$53,MATCH(ROW(B62)-1,'1'!$N$14:$N$53,)),A73+1)","v":"2018-12-20"},{"$f":"INDEX('1'!B$14:B$53,MATCH(ROW(O62)-1,'1'!$N$14:$N$53))","v":"Линия 7610-03-0043-85CA9B70F-200-NG-ET-70 Ø 219мм, участок от тит.7610-03 до лин.7610-03-0001"},{"$f":"INDEX('1'!C$14:C$53,MATCH(ROW(P62)-1,'1'!$N$14:$N$53))","v":"Покрывной слой в виде кожуха арматуры -Ø32мм. - 4шт. Тип (ET)  Материал: Сталь Оцинкованная 0.800х1250"},{"$f":"INDEX('1'!J$14:J$53,MATCH(ROW(J62)-1,'1'!$N$14:$N$53))","v":"м2"},{"$f":"INDEX('1'!I$14:I$53,MATCH(ROW(O62)-1,'1'!$N$14:$N$53))","v":2.1},{"$f":"INDEX('1'!L$14:L$53,MATCH(ROW(P62)-1,'1'!$N$14:$N$53))","v":"Иванов И.И."}]
[{"$f":"IFERROR(INDEX('1'!$F$14:$F$53,MATCH(ROW(B63)-1,'1'!$N$14:$N$53,)),A74+1)","v":"2018-12-21"},{"$f":"INDEX('1'!B$14:B$53,MATCH(ROW(O63)-1,'1'!$N$14:$N$53))","v":"Линия 7610-03-0043-85CA9B70F-200-NG-ET-70 Ø 219мм, участок от тит.7610-03 до лин.7610-03-0001"},{"$f":"INDEX('1'!C$14:C$53,MATCH(ROW(P63)-1,'1'!$N$14:$N$53))","v":"Покрывной слой в виде кожуха арматуры -Ø32мм. - 4шт. Тип (ET)  Материал: Сталь Оцинкованная 0.800х1250"},{"$f":"INDEX('1'!J$14:J$53,MATCH(ROW(J63)-1,'1'!$N$14:$N$53))","v":"м2"},{"$f":"INDEX('1'!I$14:I$53,MATCH(ROW(O63)-1,'1'!$N$14:$N$53))","v":2.1},{"$f":"INDEX('1'!L$14:L$53,MATCH(ROW(P63)-1,'1'!$N$14:$N$53))","v":"Иванов И.И."}]
[{"$f":"IFERROR(INDEX('1'!$F$14:$F$53,MATCH(ROW(B64)-1,'1'!$N$14:$N$53,)),A75+1)","v":"2018-12-22"},{"$f":"INDEX('1'!B$14:B$53,MATCH(ROW(O64)-1,'1'!$N$14:$N$53))","v":"Линия 7610-03-0043-85CA9B70F-200-NG-ET-70 Ø 219мм, участок от тит.7610-03 до лин.7610-03-0001"},{"$f":"INDEX('1'!C$14:C$53,MATCH(ROW(P64)-1,'1'!$N$14:$N$53))","v":"Покрывной слой в виде кожуха арматуры -Ø32мм. - 4шт. Тип (ET)  Материал: Сталь Оцинкованная 0.800х1250"},{"$f":"INDEX('1'!J$14:J$53,MATCH(ROW(J64)-1,'1'!$N$14:$N$53))","v":"м2"},{"$f":"INDEX('1'!I$14:I$53,MATCH(ROW(O64)-1,'1'!$N$14:$N$53))","v":2.1},{"$f":"INDEX('1'!L$14:L$53,MATCH(ROW(P64)-1,'1'!$N$14:$N$53))","v":"Иванов И.И."}]
[{"$f":"IFERROR(INDEX('1'!$F$14:$F$53,MATCH(ROW(B65)-1,'1'!$N$14:$N$53,)),A76+1)","v":"2018-12-23"},{"$f":"INDEX('1'!B$14:B$53,MATCH(ROW(O65)-1,'1'!$N$14:$N$53))","v":"Линия 7610-03-0043-85CA9B70F-200-NG-ET-70 Ø 219мм, участок от тит.7610-03 до лин.7610-03-0001"},{"$f":"INDEX('1'!C$14:C$53,MATCH(ROW(P65)-1,'1'!$N$14:$N$53))","v":"Покрывной слой в виде кожуха арматуры -Ø32мм. - 4шт. Тип (ET)  Материал: Сталь Оцинкованная 0.800х1250"},{"$f":"INDEX('1'!J$14:J$53,MATCH(ROW(J65)-1,'1'!$N$14:$N$53))","v":"м2"},{"$f":"INDEX('1'!I$14:I$53,MATCH(ROW(O65)-1,'1'!$N$14:$N$53))","v":2.1},{"$f":"INDEX('1'!L$14:L$53,MATCH(ROW(P65)-1,'1'!$N$14:$N$53))","v":"Иванов И.И."}]
[{"$f":"IFERROR(INDEX('1'!$F$14:$F$53,MATCH(ROW(B66)-1,'1'!$N$14:$N$53,)),A77+1)","v":"2018-12-24"},{"$f":"INDEX('1'!B$14:B$53,MATCH(ROW(O66)-1,'1'!$N$14:$N$53))","v":"Линия 7610-03-0043-85CA9B70F-200-NG-ET-70 Ø 219мм, участок от тит.7610-03 до лин.7610-03-0001"},{"$f":"INDEX('1'!C$14:C$53,MATCH(ROW(P66)-1,'1'!$N$14:$N$53))","v":"Покрывной слой в виде кожуха арматуры -Ø32мм. - 4шт. Тип (ET)  Материал: Сталь Оцинкованная 0.800х1250"},{"$f":"INDEX('1'!J$14:J$53,MATCH(ROW(J66)-1,'1'!$N$14:$N$53))","v":"м2"},{"$f":"INDEX('1'!I$14:I$53,MATCH(ROW(O66)-1,'1'!$N$14:$N$53))","v":2.1},{"$f":"INDEX('1'!L$14:L$53,MATCH(ROW(P66)-1,'1'!$N$14:$N$53))","v":"Иванов И.И."}]
[{"$f":"IFERROR(INDEX('1'!$F$14:$F$53,MATCH(ROW(B67)-1,'1'!$N$14:$N$53,)),A78+1)","v":"2018-12-25"},{"$f":"INDEX('1'!B$14:B$53,MATCH(ROW(O67)-1,'1'!$N$14:$N$53))","v":"Линия 7610-03-0043-85CA9B70F-200-NG-ET-70 Ø 219мм, участок от тит.7610-03 до лин.7610-03-0001"},{"$f":"INDEX('1'!C$14:C$53,MATCH(ROW(P67)-1,'1'!$N$14:$N$53))","v":"Покрывной слой в виде кожуха арматуры -Ø32мм. - 4шт. Тип (ET)  Материал: Сталь Оцинкованная 0.800х1250"},{"$f":"INDEX('1'!J$14:J$53,MATCH(ROW(J67)-1,'1'!$N$14:$N$53))","v":"м2"},{"$f":"INDEX('1'!I$14:I$53,MATCH(ROW(O67)-1,'1'!$N$14:$N$53))","v":2.1},{"$f":"INDEX('1'!L$14:L$53,MATCH(ROW(P67)-1,'1'!$N$14:$N$53))","v":"Иванов И.И."}]
[{"$f":"IFERROR(INDEX('1'!$F$14:$F$53,MATCH(ROW(B68)-1,'1'!$N$14:$N$53,)),A79+1)","v":"2018-12-26"},{"$f":"INDEX('1'!B$14:B$53,MATCH(ROW(O68)-1,'1'!$N$14:$N$53))","v":"Линия 7610-03-0043-85CA9B70F-200-NG-ET-70 Ø 219мм, участок от тит.7610-03 до лин.7610-03-0001"},{"$f":"INDEX('1'!C$14:C$53,MATCH(ROW(P68)-1,'1'!$N$14:$N$53))","v":"Покрывной слой в виде кожуха арматуры -Ø32мм. - 4шт. Тип (ET)  Материал: Сталь Оцинкованная 0.800х1250"},{"$f":"INDEX('1'!J$14:J$53,MATCH(ROW(J68)-1,'1'!$N$14:$N$53))","v":"м2"},{"$f":"INDEX('1'!I$14:I$53,MATCH(ROW(O68)-1,'1'!$N$14:$N$53))","v":2.1},{"$f":"INDEX('1'!L$14:L$53,MATCH(ROW(P68)-1,'1'!$N$14:$N$53))","v":"Иванов И.И."}]
[{"$f":"IFERROR(INDEX('1'!$F$14:$F$53,MATCH(ROW(B69)-1,'1'!$N$14:$N$53,)),A80+1)","v":"2018-12-27"},{"$f":"INDEX('1'!B$14:B$53,MATCH(ROW(O69)-1,'1'!$N$14:$N$53))","v":"Линия 7610-03-0043-85CA9B70F-200-NG-ET-70 Ø 219мм, участок от тит.7610-03 до лин.7610-03-0001"},{"$f":"INDEX('1'!C$14:C$53,MATCH(ROW(P69)-1,'1'!$N$14:$N$53))","v":"Покрывной слой в виде кожуха арматуры -Ø32мм. - 4шт. Тип (ET)  Материал: Сталь Оцинкованная 0.800х1250"},{"$f":"INDEX('1'!J$14:J$53,MATCH(ROW(J69)-1,'1'!$N$14:$N$53))","v":"м2"},{"$f":"INDEX('1'!I$14:I$53,MATCH(ROW(O69)-1,'1'!$N$14:$N$53))","v":2.1},{"$f":"INDEX('1'!L$14:L$53,MATCH(ROW(P69)-1,'1'!$N$14:$N$53))","v":"Иванов И.И."}]
[{"$f":"IFERROR(INDEX('1'!$F$14:$F$53,MATCH(ROW(B70)-1,'1'!$N$14:$N$53,)),A81+1)","v":"2018-12-28"},{"$f":"INDEX('1'!B$14:B$53,MATCH(ROW(O70)-1,'1'!$N$14:$N$53))","v":"Линия 7610-03-0043-85CA9B70F-200-NG-ET-70 Ø 219мм, участок от тит.7610-03 до лин.7610-03-0001"},{"$f":"INDEX('1'!C$14:C$53,MATCH(ROW(P70)-1,'1'!$N$14:$N$53))","v":"Покрывной слой в виде кожуха арматуры -Ø32мм. - 4шт. Тип (ET)  Материал: Сталь Оцинкованная 0.800х1250"},{"$f":"INDEX('1'!J$14:J$53,MATCH(ROW(J70)-1,'1'!$N$14:$N$53))","v":"м2"},{"$f":"INDEX('1'!I$14:I$53,MATCH(ROW(O70)-1,'1'!$N$14:$N$53))","v":2.1},{"$f":"INDEX('1'!L$14:L$53,MATCH(ROW(P70)-1,'1'!$N$14:$N$53))","v":"Иванов И.И."}]
[{"$f":"IFERROR(INDEX('1'!$F$14:$F$53,MATCH(ROW(B71)-1,'1'!$N$14:$N$53,)),A82+1)","v":"2018-12-29"},{"$f":"INDEX('1'!B$14:B$53,MATCH(ROW(O71)-1,'1'!$N$14:$N$53))","v":"Линия 7610-03-0043-85CA9B70F-200-NG-ET-70 Ø 219мм, участок от тит.7610-03 до лин.7610-03-0001"},{"$f":"INDEX('1'!C$14:C$53,MATCH(ROW(P71)-1,'1'!$N$14:$N$53))","v":"Покрывной слой в виде кожуха арматуры -Ø32мм. - 4шт. Тип (ET)  Материал: Сталь Оцинкованная 0.800х1250"},{"$f":"INDEX('1'!J$14:J$53,MATCH(ROW(J71)-1,'1'!$N$14:$N$53))","v":"м2"},{"$f":"INDEX('1'!I$14:I$53,MATCH(ROW(O71)-1,'1'!$N$14:$N$53))","v":2.1},{"$f":"INDEX('1'!L$14:L$53,MATCH(ROW(P71)-1,'1'!$N$14:$N$53))","v":"Иванов И.И."}]
[{"$f":"IFERROR(INDEX('1'!$F$14:$F$53,MATCH(ROW(B72)-1,'1'!$N$14:$N$53,)),A83+1)","v":"2018-12-30"},{"$f":"INDEX('1'!B$14:B$53,MATCH(ROW(O72)-1,'1'!$N$14:$N$53))","v":"Линия 7610-03-0043-85CA9B70F-200-NG-ET-70 Ø 219мм, участок от тит.7610-03 до лин.7610-03-0001"},{"$f":"INDEX('1'!C$14:C$53,MATCH(ROW(P72)-1,'1'!$N$14:$N$53))","v":"Покрывной слой в виде кожуха арматуры -Ø32мм. - 4шт. Тип (ET)  Материал: Сталь Оцинкованная 0.800х1250"},{"$f":"INDEX('1'!J$14:J$53,MATCH(ROW(J72)-1,'1'!$N$14:$N$53))","v":"м2"},{"$f":"INDEX('1'!I$14:I$53,MATCH(ROW(O72)-1,'1'!$N$14:$N$53))","v":2.1},{"$f":"INDEX('1'!L$14:L$53,MATCH(ROW(P72)-1,'1'!$N$14:$N$53))","v":"Иванов И.И."}]
[{"$f":"IFERROR(INDEX('1'!$F$14:$F$53,MATCH(ROW(B73)-1,'1'!$N$14:$N$53,)),A84+1)","v":"2018-12-31"},{"$f":"INDEX('1'!B$14:B$53,MATCH(ROW(O73)-1,'1'!$N$14:$N$53))","v":"Линия 7610-03-0043-85CA9B70F-200-NG-ET-70 Ø 219мм, участок от тит.7610-03 до лин.7610-03-0001"},{"$f":"INDEX('1'!C$14:C$53,MATCH(ROW(P73)-1,'1'!$N$14:$N$53))","v":"Покрывной слой в виде кожуха арматуры -Ø32мм. - 4шт. Тип (ET)  Материал: Сталь Оцинкованная 0.800х1250"},{"$f":"INDEX('1'!J$14:J$53,MATCH(ROW(J73)-1,'1'!$N$14:$N$53))","v":"м2"},{"$f":"INDEX('1'!I$14:I$53,MATCH(ROW(O73)-1,'1'!$N$14:$N$53))","v":2.1},{"$f":"INDEX('1'!L$14:L$53,MATCH(ROW(P73)-1,'1'!$N$14:$N$53))","v":"Иванов И.И."}]
[{"$f":"IFERROR(INDEX('1'!$F$14:$F$53,MATCH(ROW(B74)-1,'1'!$N$14:$N$53,)),A85+1)","v":"2019-01-01"},{"$f":"INDEX('1'!B$14:B$53,MATCH(ROW(O74)-1,'1'!$N$14:$N$53))","v":"Линия 7610-03-0043-85CA9B70F-200-NG-ET-70 Ø 219мм, участок от тит.7610-03 до лин.7610-03-0001"},{"$f":"INDEX('1'!C$14:C$53,MATCH(ROW(P74)-1,'1'!$N$14:$N$53))","v":"Покрывной слой в виде кожуха арматуры -Ø32мм. - 4шт. Тип (ET)  Материал: Сталь Оцинкованная 0.800х1250"},{"$f":"INDEX('1'!J$14:J$53,MATCH(ROW(J74)-1,'1'!$N$14:$N$53))","v":"м2"},{"$f":"INDEX('1'!I$14:I$53,MATCH(ROW(O74)-1,'1'!$N$14:$N$53))","v":2.1},{"$f":"INDEX('1'!L$14:L$53,MATCH(ROW(P74)-1,'1'!$N$14:$N$53))","v":"Иванов И.И."}]
[{"$f":"IFERROR(INDEX('1'!$F$14:$F$53,MATCH(ROW(B75)-1,'1'!$N$14:$N$53,)),A86+1)","v":"2019-01-02"},{"$f":"INDEX('1'!B$14:B$53,MATCH(ROW(O75)-1,'1'!$N$14:$N$53))","v":"Линия 7610-03-0043-85CA9B70F-200-NG-ET-70 Ø 219мм, участок от тит.7610-03 до лин.7610-03-0001"},{"$f":"INDEX('1'!C$14:C$53,MATCH(ROW(P75)-1,'1'!$N$14:$N$53))","v":"Покрывной слой в виде кожуха арматуры -Ø32мм. - 4шт. Тип (ET)  Материал: Сталь Оцинкованная 0.800х1250"},{"$f":"INDEX('1'!J$14:J$53,MATCH(ROW(J75)-1,'1'!$N$14:$N$53))","v":"м2"},{"$f":"INDEX('1'!I$14:I$53,MATCH(ROW(O75)-1,'1'!$N$14:$N$53))","v":2.1},{"$f":"INDEX('1'!L$14:L$53,MATCH(ROW(P75)-1,'1'!$N$14:$N$53))","v":"Иванов И.И."}]
[{"$f":"IFERROR(INDEX('1'!$F$14:$F$53,MATCH(ROW(B76)-1,'1'!$N$14:$N$53,)),A87+1)","v":"2019-01-03"},{"$f":"INDEX('1'!B$14:B$53,MATCH(ROW(O76)-1,'1'!$N$14:$N$53))","v":"Линия 7610-03-0043-85CA9B70F-200-NG-ET-70 Ø 219мм, участок от тит.7610-03 до лин.7610-03-0001"},{"$f":"INDEX('1'!C$14:C$53,MATCH(ROW(P76)-1,'1'!$N$14:$N$53))","v":"Покрывной слой в виде кожуха арматуры -Ø32мм. - 4шт. Тип (ET)  Материал: Сталь Оцинкованная 0.800х1250"},{"$f":"INDEX('1'!J$14:J$53,MATCH(ROW(J76)-1,'1'!$N$14:$N$53))","v":"м2"},{"$f":"INDEX('1'!I$14:I$53,MATCH(ROW(O76)-1,'1'!$N$14:$N$53))","v":2.1},{"$f":"INDEX('1'!L$14:L$53,MATCH(ROW(P76)-1,'1'!$N$14:$N$53))","v":"Иванов И.И."}]
[{"$f":"IFERROR(INDEX('1'!$F$14:$F$53,MATCH(ROW(B77)-1,'1'!$N$14:$N$53,)),A88+1)","v":"2019-01-04"},{"$f":"INDEX('1'!B$14:B$53,MATCH(ROW(O77)-1,'1'!$N$14:$N$53))","v":"Линия 7610-03-0043-85CA9B70F-200-NG-ET-70 Ø 219мм, участок от тит.7610-03 до лин.7610-03-0001"},{"$f":"INDEX('1'!C$14:C$53,MATCH(ROW(P77)-1,'1'!$N$14:$N$53))","v":"Покрывной слой в виде кожуха арматуры -Ø32мм. - 4шт. Тип (ET)  Материал: Сталь Оцинкованная 0.800х1250"},{"$f":"INDEX('1'!J$14:J$53,MATCH(ROW(J77)-1,'1'!$N$14:$N$53))","v":"м2"},{"$f":"INDEX('1'!I$14:I$53,MATCH(ROW(O77)-1,'1'!$N$14:$N$53))","v":2.1},{"$f":"INDEX('1'!L$14:L$53,MATCH(ROW(P77)-1,'1'!$N$14:$N$53))","v":"Иванов И.И."}]
[{"$f":"IFERROR(INDEX('1'!$F$14:$F$53,MATCH(ROW(B78)-1,'1'!$N$14:$N$53,)),A89+1)","v":"2019-01-05"},{"$f":"INDEX('1'!B$14:B$53,MATCH(ROW(O78)-1,'1'!$N$14:$N$53))","v":"Линия 7610-03-0043-85CA9B70F-200-NG-ET-70 Ø 219мм, участок от тит.7610-03 до лин.7610-03-0001"},{"$f":"INDEX('1'!C$14:C$53,MATCH(ROW(P78)-1,'1'!$N$14:$N$53))","v":"Покрывной слой в виде кожуха арматуры -Ø32мм. - 4шт. Тип (ET)  Материал: Сталь Оцинкованная 0.800х1250"},{"$f":"INDEX('1'!J$14:J$53,MATCH(ROW(J78)-1,'1'!$N$14:$N$53))","v":"м2"},{"$f":"INDEX('1'!I$14:I$53,MATCH(ROW(O78)-1,'1'!$N$14:$N$53))","v":2.1},{"$f":"INDEX('1'!L$14:L$53,MATCH(ROW(P78)-1,'1'!$N$14:$N$53))","v":"Иванов И.И."}]
[{"$f":"IFERROR(INDEX('1'!$F$14:$F$53,MATCH(ROW(B79)-1,'1'!$N$14:$N$53,)),A90+1)","v":"2019-01-06"},{"$f":"INDEX('1'!B$14:B$53,MATCH(ROW(O79)-1,'1'!$N$14:$N$53))","v":"Линия 7610-03-0043-85CA9B70F-200-NG-ET-70 Ø 219мм, участок от тит.7610-03 до лин.7610-03-0001"},{"$f":"INDEX('1'!C$14:C$53,MATCH(ROW(P79)-1,'1'!$N$14:$N$53))","v":"Покрывной слой в виде кожуха арматуры -Ø32мм. - 4шт. Тип (ET)  Материал: Сталь Оцинкованная 0.800х1250"},{"$f":"INDEX('1'!J$14:J$53,MATCH(ROW(J79)-1,'1'!$N$14:$N$53))","v":"м2"},{"$f":"INDEX('1'!I$14:I$53,MATCH(ROW(O79)-1,'1'!$N$14:$N$53))","v":2.1},{"$f":"INDEX('1'!L$14:L$53,MATCH(ROW(P79)-1,'1'!$N$14:$N$53))","v":"Иванов И.И."}]
[{"$f":"IFERROR(INDEX('1'!$F$14:$F$53,MATCH(ROW(B80)-1,'1'!$N$14:$N$53,)),A91+1)","v":"2019-01-07"},{"$f":"INDEX('1'!B$14:B$53,MATCH(ROW(O80)-1,'1'!$N$14:$N$53))","v":"Линия 7610-03-0043-85CA9B70F-200-NG-ET-70 Ø 219мм, участок от тит.7610-03 до лин.7610-03-0001"},{"$f":"INDEX('1'!C$14:C$53,MATCH(ROW(P80)-1,'1'!$N$14:$N$53))","v":"Покрывной слой в виде кожуха арматуры -Ø32мм. - 4шт. Тип (ET)  Материал: Сталь Оцинкованная 0.800х1250"},{"$f":"INDEX('1'!J$14:J$53,MATCH(ROW(J80)-1,'1'!$N$14:$N$53))","v":"м2"},{"$f":"INDEX('1'!I$14:I$53,MATCH(ROW(O80)-1,'1'!$N$14:$N$53))","v":2.1},{"$f":"INDEX('1'!L$14:L$53,MATCH(ROW(P80)-1,'1'!$N$14:$N$53))","v":"Иванов И.И."}]
[{"$f":"IFERROR(INDEX('1'!$F$14:$F$53,MATCH(ROW(B81)-1,'1'!$N$14:$N$53,)),A92+1)","v":"2019-01-08"},{"$f":"INDEX('1'!B$14:B$53,MATCH(ROW(O81)-1,'1'!$N$14:$N$53))","v":"Линия 7610-03-0043-85CA9B70F-200-NG-ET-70 Ø 219мм, участок от тит.7610-03 до лин.7610-03-0001"},{"$f":"INDEX('1'!C$14:C$53,MATCH(ROW(P81)-1,'1'!$N$14:$N$53))","v":"Покрывной слой в виде кожуха арматуры -Ø32мм. - 4шт. Тип (ET)  Материал: Сталь Оцинкованная 0.800х1250"},{"$f":"INDEX('1'!J$14:J$53,MATCH(ROW(J81)-1,'1'!$N$14:$N$53))","v":"м2"},{"$f":"INDEX('1'!I$14:I$53,MATCH(ROW(O81)-1,'1'!$N$14:$N$53))","v":2.1},{"$f":"INDEX('1'!L$14:L$53,MATCH(ROW(P81)-1,'1'!$N$14:$N$53))","v":"Иванов И.И."}]
[{"$f":"IFERROR(INDEX('1'!$F$14:$F$53,MATCH(ROW(B82)-1,'1'!$N$14:$N$53,)),A93+1)","v":"2019-01-09"},{"$f":"INDEX('1'!B$14:B$53,MATCH(ROW(O82)-1,'1'!$N$14:$N$53))","v":"Линия 7610-03-0043-85CA9B70F-200-NG-ET-70 Ø 219мм, участок от тит.7610-03 до лин.7610-03-0001"},{"$f":"INDEX('1'!C$14:C$53,MATCH(ROW(P82)-1,'1'!$N$14:$N$53))","v":"Покрывной слой в виде кожуха арматуры -Ø32мм. - 4шт. Тип (ET)  Материал: Сталь Оцинкованная 0.800х1250"},{"$f":"INDEX('1'!J$14:J$53,MATCH(ROW(J82)-1,'1'!$N$14:$N$53))","v":"м2"},{"$f":"INDEX('1'!I$14:I$53,MATCH(ROW(O82)-1,'1'!$N$14:$N$53))","v":2.1},{"$f":"INDEX('1'!L$14:L$53,MATCH(ROW(P82)-1,'1'!$N$14:$N$53))","v":"Иванов И.И."}]
[{"$f":"IFERROR(INDEX('1'!$F$14:$F$53,MATCH(ROW(B83)-1,'1'!$N$14:$N$53,)),A94+1)","v":"2019-01-10"},{"$f":"INDEX('1'!B$14:B$53,MATCH(ROW(O83)-1,'1'!$N$14:$N$53))","v":"Линия 7610-03-0043-85CA9B70F-200-NG-ET-70 Ø 219мм, участок от тит.7610-03 до лин.7610-03-0001"},{"$f":"INDEX('1'!C$14:C$53,MATCH(ROW(P83)-1,'1'!$N$14:$N$53))","v":"Покрывной слой в виде кожуха арматуры -Ø32мм. - 4шт. Тип (ET)  Материал: Сталь Оцинкованная 0.800х1250"},{"$f":"INDEX('1'!J$14:J$53,MATCH(ROW(J83)-1,'1'!$N$14:$N$53))","v":"м2"},{"$f":"INDEX('1'!I$14:I$53,MATCH(ROW(O83)-1,'1'!$N$14:$N$53))","v":2.1},{"$f":"INDEX('1'!L$14:L$53,MATCH(ROW(P83)-1,'1'!$N$14:$N$53))","v":"Иванов И.И."}]
[{"$f":"IFERROR(INDEX('1'!$F$14:$F$53,MATCH(ROW(B84)-1,'1'!$N$14:$N$53,)),A95+1)","v":"2019-01-11"},{"$f":"INDEX('1'!B$14:B$53,MATCH(ROW(O84)-1,'1'!$N$14:$N$53))","v":"Линия 7610-03-0043-85CA9B70F-200-NG-ET-70 Ø 219мм, участок от тит.7610-03 до лин.7610-03-0001"},{"$f":"INDEX('1'!C$14:C$53,MATCH(ROW(P84)-1,'1'!$N$14:$N$53))","v":"Покрывной слой в виде кожуха арматуры -Ø32мм. - 4шт. Тип (ET)  Материал: Сталь Оцинкованная 0.800х1250"},{"$f":"INDEX('1'!J$14:J$53,MATCH(ROW(J84)-1,'1'!$N$14:$N$53))","v":"м2"},{"$f":"INDEX('1'!I$14:I$53,MATCH(ROW(O84)-1,'1'!$N$14:$N$53))","v":2.1},{"$f":"INDEX('1'!L$14:L$53,MATCH(ROW(P84)-1,'1'!$N$14:$N$53))","v":"Иванов И.И."}]
[{"$f":"IFERROR(INDEX('1'!$F$14:$F$53,MATCH(ROW(B85)-1,'1'!$N$14:$N$53,)),A96+1)","v":"2019-01-12"},{"$f":"INDEX('1'!B$14:B$53,MATCH(ROW(O85)-1,'1'!$N$14:$N$53))","v":"Линия 7610-03-0043-85CA9B70F-200-NG-ET-70 Ø 219мм, участок от тит.7610-03 до лин.7610-03-0001"},{"$f":"INDEX('1'!C$14:C$53,MATCH(ROW(P85)-1,'1'!$N$14:$N$53))","v":"Покрывной слой в виде кожуха арматуры -Ø32мм. - 4шт. Тип (ET)  Материал: Сталь Оцинкованная 0.800х1250"},{"$f":"INDEX('1'!J$14:J$53,MATCH(ROW(J85)-1,'1'!$N$14:$N$53))","v":"м2"},{"$f":"INDEX('1'!I$14:I$53,MATCH(ROW(O85)-1,'1'!$N$14:$N$53))","v":2.1},{"$f":"INDEX('1'!L$14:L$53,MATCH(ROW(P85)-1,'1'!$N$14:$N$53))","v":"Иванов И.И."}]
[{"$f":"IFERROR(INDEX('1'!$F$14:$F$53,MATCH(ROW(B86)-1,'1'!$N$14:$N$53,)),A97+1)","v":"2019-01-13"},{"$f":"INDEX('1'!B$14:B$53,MATCH(ROW(O86)-1,'1'!$N$14:$N$53))","v":"Линия 7610-03-0043-85CA9B70F-200-NG-ET-70 Ø 219мм, участок от тит.7610-03 до лин.7610-03-0001"},{"$f":"INDEX('1'!C$14:C$53,MATCH(ROW(P86)-1,'1'!$N$14:$N$53))","v":"Покрывной слой в виде кожуха арматуры -Ø32мм. - 4шт. Тип (ET)  Материал: Сталь Оцинкованная 0.800х1250"},{"$f":"INDEX('1'!J$14:J$53,MATCH(ROW(J86)-1,'1'!$N$14:$N$53))","v":"м2"},{"$f":"INDEX('1'!I$14:I$53,MATCH(ROW(O86)-1,'1'!$N$14:$N$53))","v":2.1},{"$f":"INDEX('1'!L$14:L$53,MATCH(ROW(P86)-1,'1'!$N$14:$N$53))","v":"Иванов И.И."}]
[{"$f":"IFERROR(INDEX('1'!$F$14:$F$53,MATCH(ROW(B87)-1,'1'!$N$14:$N$53,)),A98+1)","v":"2019-01-14"},{"$f":"INDEX('1'!B$14:B$53,MATCH(ROW(O87)-1,'1'!$N$14:$N$53))","v":"Линия 7610-03-0043-85CA9B70F-200-NG-ET-70 Ø 219мм, участок от тит.7610-03 до лин.7610-03-0001"},{"$f":"INDEX('1'!C$14:C$53,MATCH(ROW(P87)-1,'1'!$N$14:$N$53))","v":"Покрывной слой в виде кожуха арматуры -Ø32мм. - 4шт. Тип (ET)  Материал: Сталь Оцинкованная 0.800х1250"},{"$f":"INDEX('1'!J$14:J$53,MATCH(ROW(J87)-1,'1'!$N$14:$N$53))","v":"м2"},{"$f":"INDEX('1'!I$14:I$53,MATCH(ROW(O87)-1,'1'!$N$14:$N$53))","v":2.1},{"$f":"INDEX('1'!L$14:L$53,MATCH(ROW(P87)-1,'1'!$N$14:$N$53))","v":"Иванов И.И."}]
[{"$f":"IFERROR(INDEX('1'!$F$14:$F$53,MATCH(ROW(B88)-1,'1'!$N$14:$N$53,)),A99+1)","v":"2019-01-15"},{"$f":"INDEX('1'!B$14:B$53,MATCH(ROW(O88)-1,'1'!$N$14:$N$53))","v":"Линия 7610-03-0043-85CA9B70F-200-NG-ET-70 Ø 219мм, участок от тит.7610-03 до лин.7610-03-0001"},{"$f":"INDEX('1'!C$14:C$53,MATCH(ROW(P88)-1,'1'!$N$14:$N$53))","v":"Покрывной слой в виде кожуха арматуры -Ø32мм. - 4шт. Тип (ET)  Материал: Сталь Оцинкованная 0.800х1250"},{"$f":"INDEX('1'!J$14:J$53,MATCH(ROW(J88)-1,'1'!$N$14:$N$53))","v":"м2"},{"$f":"INDEX('1'!I$14:I$53,MATCH(ROW(O88)-1,'1'!$N$14:$N$53))","v":2.1},{"$f":"INDEX('1'!L$14:L$53,MATCH(ROW(P88)-1,'1'!$N$14:$N$53))","v":"Иванов И.И."}]
[]
[{"$f":"\"Журнал закрыт «  \"&K9&\"  »       \"&M9&\"        2018 г. Производитель работ ___________________ Иванов И.И.\"","v":"Журнал закрыт «    »               2018 г. Производитель работ ___________________ Иванов И.И."}]