{"text_format":"1","workbook":"xlsx","n_sheets":4,"sheets":["ГВС","ГВС_приборы","Отопление","Лист1"],"not_rendered":{"charts":0,"images":0,"macros":1,"external_links":0,"defined_names":2,"comments":0,"pivot_tables":0},"unopened":[],"bounds":{"document_bytes":16777216,"sheet_cells":100000,"rows_first":2000,"rows_last":500,"rows_between":2000,"halvings":0,"cell_chars":16384,"cell_head_chars":4096},"cells_cut":0,"cells_raw":0,"read":"whole","date_system":"1900"}

{"sheet":"ГВС","index":0,"n_rows":467,"n_cols":13,"rows_kept":467,"cut":false,"hidden":false,"merged":[[1,5,4,5],[1,0,4,0],[1,1,4,1],[1,2,4,2],[1,3,4,3],[1,4,4,4],[1,12,4,12],[1,6,4,6],[1,7,4,7],[1,8,4,8],[1,9,4,9],[1,10,4,10],[1,11,4,11]]}
[]
["№","Адрес","Номер дома","Корпус","Дата ввода в эксплуатацию","Дата повторного допуска","Дата окончания допуска","Флаг неисправности","Акт вывода из эксплуатации","Примечание","Дистанционная передача показаний по АССД","Дистанционная передача показаний по ХРОНОС","Сдавть МКД"]
[]
[]
[]
[1,2,3,4,5,6,7,8,9,10,11,12,13]
[1,"Академика Харитона улица",1,null,"2018-01-18","2019-01-23","2020-01-23",null,null,null,"АССД"]
[2,"Академика Харитона улица",2,null,"2018-01-31","2019-01-23","2020-01-22",null,null,null,"АССД"]
[3,"Академика Харитона улица",3,null,"2018-02-16","2019-01-23","2020-01-22",null,null,null,"АССД"]
[4,"Академика Харитона улица",5,null,"2018-02-09","2019-01-23","2020-01-22",null,null,null,"АССД/н"]
[5,"Академика Харитона улица",6,null,"2018-04-06","2019-01-23","2020-01-22",null,null,null,"АССД"]
[6,"Академика Харитона улица",8,null,"2019-06-21",null,"2020-06-21"]
[7,"Академика Харитона улица",9,null,"2019-02-13",null,"2020-02-13","неиспр.","2019-08-26","Расход = 0, Т=0, 05.09.2019","АССД/н"]
[8,"Академика Харитона улица",10,null,"2018-02-09","2019-01-23","2020-01-22","неиспр.","2019-05-29","прибор не работает.  Снят СТСК.","АССД/н"]
[9,"Академика Харитона улица",11,null,"2018-01-31","2019-01-23","2020-01-22",null,null,null,"АССД"]
[10,"Академика Харитона улица",12,null,"2018-02-09","2019-01-23","2020-01-22",null,null,null,"АССД"]
[11,"Академика Харитона улица",13,null,"2018-01-31","2019-08-30","2020-08-29",null,null,null,"АССД"]
[12,"Академика Харитона улица",15,null,"2018-01-31","2019-08-30","2020-08-29",null,null,null,"АССД"]
[13,"Академика Харитона улица",16,null,"2019-02-20",null,"2020-02-20",null,null,null,"АССД"]
[14,"Академика Харитона улица",18,null,"2018-01-18","2019-08-30","2020-08-29",null,null,null,"АССД"]
[15,"Академика Харитона улица",21,null,null,null,null,"неиспр.","2019-04-25","поверка",null,"есть/н"]
[16,"Академика Харитона улица",24,null,null,"2018-11-09","2019-07-29","неиспр.","2019-04-26","УРЖ на отоп. Нераб. поверка",null,"есть/н"]
[17,"Академика Харитона улица",25,null,null,null,null,"неиспр.","2019-04-27","СПТ неисправен, поверка",null,"есть/н"]
[18,"Академика Харитона улица",1,2,null,"2019-09-04","2020-09-03",null,null,null,null,"есть+"]
[19,"Александровича улица",16,null,"2019-02-13",null,"2020-02-13",null,null,null,"АССД/н"]
[20,"Александровича улица",19,null,"2018-10-05",null,"2019-10-05","неиспр.","2019-05-13","прибор не работат",null,"есть/н"]
[21,"Александровича улица",22,null,"2018-01-18","2019-02-18","2020-02-18",null,null,null,"АССД/н","есть+"]
[22,"Александровича улица",24,null,"2018-01-18","2019-07-08","2020-07-07",null,null,null,"АССД/н","есть+"]
[23,"Александровича улица",25,null,"2018-01-18",null,null,"неиспр.","2019-09-24","показания не меняются"]
[24,"Александровича улица",26,null,"2018-02-02","2019-02-18","2020-02-18",null,null,null,"АССД"]
[25,"Александровича улица",30,null,"2019-02-13",null,"2020-02-13",null,null,null,"АССД"]
[26,"Александровича улица",31,null,"2018-02-16","2019-02-18","2020-02-18","неиспр.","2019-08-19","прибор не работает. Дисплей не работает","АССД/н"]
[27,"Александровича улица",32,null,"2018-02-16","2020-02-18","2020-02-18",null,null,null,"АССД"]
[28,"Александровича улица",34,null,"2018-02-09","2020-02-18","2020-02-18",null,null,null,"АССД"]
[29,"Александровича улица",35,null,"2018-04-06","2019-02-18","2020-02-18","неиспр.","2019-09-23","прибор не работает","АССД/н"]
[30,"Александровича улица",39,null,"2019-02-13",null,"2020-02-13",null,null,null,"АССД"]
[31,"Александровича улица",41,null,"2019-02-13",null,"2020-02-13"]
[32,"Александровича улица",43,null,"2017-12-19","2019-02-18","2020-02-18","неиспр.","2019-08-12","не снимает архивы","АССД/н","есть/н"]
[33,"Арзамасская улица",1,null,null,null,null,"неиспр.","2019-04-25","поверка"]
[34,"Арзамасская улица",2,null,null,null,null,null,null,"ПС и ОС,ГВС"]
[35,"Березовая улица",4,"А",null,null,null,"неиспр.","2019-04-25","поверка",null,"есть/н"]
[36,"Березовая улица",4,"Г",null,null,null,"неиспр.","2019-04-25","поверка",null,"есть/н"]
[37,"Березовая улица",8,null,null,null,null,"неиспр.","2019-04-25","поверка",null,"есть/н"]
[38,"Березовая улица",12,null,null,"2019-08-01","2020-07-31",null,null,null,null,"есть+"]
[39,"Березовая улица",14,null,null,null,null,"неиспр.","2019-04-25","поверка",null,"есть/н"]
[40,"Бессарабенко улица",1,null,"2018-02-16","2019-01-21","2020-01-20",null,null,null,"АССД"]
[41,"Бессарабенко улица",2,null,"2015-11-10","2019-09-06","2020-09-05",null,null,null,"АССД","есть+"]
[42,"Бессарабенко улица",3,null,null,"2019-10-07","2020-10-06","неиспр.","2019-11-25","маленький расход за месяц 100т (G3<G4)","АССД","есть+"]
[43,"Бессарабенко улица",4,1,"2019-09-11",null,"2020-09-11"]
[44,"Бессарабенко улица",4,2,"2019-09-11",null,"2020-09-11"]
[45,"Бессарабенко улица",6,null,null,"2019-10-16","2020-10-15",null,null,null,"АССД","есть+"]
[46,"Бессарабенко улица",7,null,null,"2019-10-16","2020-10-15",null,null,null,"АССД","есть+"]
[47,"Бессарабенко улица",8,null,null,"2019-10-16","2020-10-15",null,null,null,"АССД","есть+"]
[48,"Бессарабенко улица",10,null,"2019-03-12",null,"2020-03-12"]
[49,"Бессарабенко улица",11,null,null,"2019-09-06","2020-09-05",null,null,null,"АССД","есть+"]
[50,"Бессарабенко улица",12,null,null,"2019-09-06","2020-09-05",null,null,null,"АССД","есть+"]
[51,"Бессарабенко улица",14,null,null,"2019-09-06","2020-09-05","неиспр.","2019-11-25","отказ 1ого канала???","АССД","есть+"]
[52,"Бессарабенко улица",15,null,null,"2019-10-16","2020-10-15",null,null,null,"АССД","есть+"]
[53,"Бессарабенко улица",17,null,null,"2019-10-16","2020-10-06",null,null,null,"АССД","есть+"]
[54,"Бессарабенко улица",19,null,null,"2019-10-16","2020-10-15","неиспр.","2019-11-19","нет проводов питания и др.","АССД/н"]
[55,"Вити Коробкова улица",4,null,null,"2019-09-18",null,"неиспр.","2019-06-18","не передает ч.з инет. Снят СТСК. Кап. Ремонт","АССД/н"]
[56,"Гагарина улица",1,null,null,"2019-04-12","2020-04-12",null,null,null,"АССД","есть"]
[57,"Гагарина улица",5,null,null,"2019-02-12","2020-02-12",null,null,null,"АССД","есть"]
[58,"Гагарина улица",7,null,null,"2019-01-23","2020-01-23",null,null,null,"АССД/н","есть"]
[59,"Гагарина улица",8,null,null,"2019-08-08","2020-08-07",null,null,null,"АССД/н","есть"]
[60,"Гагарина улица",10,null,null,null,null,"неиспр.","2019-04-23","Нет спт",null,"есть/н"]
[61,"Гагарина улица",11,null,null,"2019-02-20","2020-02-19","неиспр.","2019-07-24","Отказ 1ого канала","АССД/н","есть/н"]
[62,"Гагарина улица",12,null,null,null,null,"неиспр.","2019-06-05","прибор не работает. Снят СТСК.","АССД/н","есть/н"]
[63,"Гагарина улица",15,null,null,"2019-02-20","2020-02-20",null,null,null,"АССД","есть"]
[64,"Гагарина улица",17,null,null,"2019-09-06","2020-07-21",null,null,null,"АССД","есть"]
[65,"Гагарина улица",18,null,null,"2019-01-23","2020-01-22",null,null,null,"АССД","есть"]
[66,"Гагарина улица",19,null,null,null,null,null,null,null,"АССД","есть"]
[67,"Гагарина улица",21,null,"2016-12-13","2019-08-08","2020-08-07","неиспр.","2019-09-23","неиспр дисплей",null,"есть/н"]
[68,"Гагарина улица",23,null,null,"2019-01-23","2020-01-22",null,null,null,"АССД/н","есть"]
[69,"Гагарина улица",24,null,null,"2019-01-23","2020-01-22",null,null,null,"АССД","есть"]
[70,"Гагарина улица",25,null,null,"2019-01-23","2020-01-22",null,null,null,"АССД","есть"]
[71,"Герцена улица",9,"ТУ-6",null,null,null,"неиспр.","2019-04-25","поверка"]
[72,"Герцена улица",14,null,"2019-03-15",null,"2020-03-15"]
[73,"Герцена улица",16,null,null,"2018-12-03","2019-10-01","неиспр.","2019-10-01","закончилась поверка","АССД/н","есть/н"]
[74,"Герцена улица",20,null,null,"2018-12-20","2019-10-01","неиспр.","2019-10-01","закончилась поверка",null,"есть/н"]
[75,"Гоголя улица",4,null,"2019-04-15",null,"2020-04-15"]
[76,"Гоголя улица",6,"а",null,"2018-11-21","2019-10-01","неиспр.","2019-10-01","закончилась поверка",null,"есть/н"]
[77,"Гоголя улица",8,null,null,"2018-11-21","2019-10-01","неиспр.","2019-10-01","закончилась поверка",null,"есть/н"]
[78,"Гоголя улица",16,null,null,"2018-12-03","2019-10-01","неиспр.","2019-04-25","поверка",null,"есть/н"]
[79,"Гоголя улица",18,null,null,"2018-11-13","2019-09-08","неиспр.","2019-09-08","КТСПР заменить и сдавать",null,"есть/н","Сдавать"]
[80,"Гоголя улица",20,null,null,null,null,"неиспр.","2019-04-25","поверка",null,"есть/н"]
[81,"Гоголя улица",22,null,null,null,null,"неиспр.","2019-04-25","поверка",null,"есть/н"]
[82,"Давиденко улица",6,null,null,"2019-11-12","2020-11-11",null,null,null,null,"есть+"]
[83,"Давиденко улица",12,null,null,"2019-10-16","2020-10-15",null,null,null,null,"есть+"]
[84,"Дзержинского улица",2,null,null,"2019-01-23","2020-01-23",null,null,null,"АССД"]
[85,"Дзержинского улица",3,null,null,"2019-01-23","2020-01-23",null,null,null,"АССД"]
[86,"Дзержинского улица",4,null,null,"2019-01-23","2020-01-23",null,null,null,"АССД"]
[87,"Дзержинского улица",5,null,null,"2019-01-23","2020-01-23",null,null,null,"АССД"]
[88,"Дзержинского улица",6,null,null,"2019-01-23","2020-01-23",null,null,null,"АССД"]
[89,"Дзержинского улица",7,null,null,"2019-01-23","2020-01-23",null,null,null,"АССД/н"]
[90,"Дзержинского улица",8,null,"2019-02-15",null,"2020-02-15",null,null,null,"АССД"]
[91,"Дзержинского улица",9,null,null,"2019-02-12","2020-02-12",null,null,null,"АССД"]
[92,"Дзержинского улица",11,null,null,"2019-01-23","2020-01-23",null,null,null,"АССД/н"]
[93,"Дзержинского улица",13,null,null,"2019-01-23","2020-01-23",null,null,null,"АССД"]
[94,"Духова улица",1,null,"2018-02-22","2019-02-12","2020-02-12",null,null,null,"АССД"]
[95,"Духова улица",3,null,"2019-03-19",null,"2020-03-19","неиспр.","2019-07-11","отриц значения по массе","АССД/н"]
[96,"Духова улица",4,null,"2019-02-15",null,"2020-02-15",null,null,null,"АССД/н"]
[97,"Духова улица",7,null,"2019-04-26",null,"2020-04-26","неиспр.","2019-07-11","отриц значения по массе","АССД/н"]
[98,"Духова улица",8,null,"2019-02-15",null,"2020-02-15",null,null,null,"АССД/н"]
[99,"Духова улица",9,null,"2018-02-16","2019-02-12","2020-02-12",null,null,null,"АССД"]
[100,"Духова улица",12,null,"2019-02-15",null,"2020-02-15","неиспр.","2019-09-06","Отрицательный расход","АССД/н"]
[101,"Зернова улица",2,null,"2019-10-24",null,"2020-10-24",null,null,"ПС и ОС,ГВС"]
[102,"Зернова улица",4,null,"2019-10-24",null,"2020-10-24",null,null,"ПС и ОС,ГВС"]
[103,"Зернова улица",6,null,null,null,null,"неиспр.",null,"поверка"]
[104,"Зернова улица",8,null,"2019-10-24",null,"2020-10-24",null,null,"ПС и ОС,ГВС"]
[105,"Зернова улица",10,null,"2019-10-24",null,"2020-10-24",null,null,"ПС и ОС,ГВС"]
[106,"Зернова улица",12,null,"2019-10-25",null,"2020-10-25",null,null,"ПС и ОС,ГВС"]
[107,"Зернова улица",14,null,null,null,null,"неиспр.","2019-04-25","поверка"]
[108,"Зернова улица",16,null,null,null,null,null,null,"ПС и ОС,ГВС"]
[109,"Зернова улица",18,null,"2019-10-25",null,"2020-10-25",null,null,"ПС и ОС,ГВС"]
[110,"Зернова улица",28,null,"2019-10-25",null,"2020-10-25",null,null,"ПС и ОС,ГВС"]
[111,"Зернова улица",30,null,"2019-10-29",null,"2020-10-29",null,null,"ПС и ОС,ГВС"]
[112,"Зернова улица",32,null,null,null,null,null,null,"ПС и ОС,ГВС"]
[113,"Зернова улица",35,null,null,null,null,"неиспр.","2019-04-25","поверка",null,"есть/н"]
[114,"Зернова улица",36,null,"2019-10-30",null,"2020-10-30",null,null,"ПС и ОС,ГВС"]
[115,"Зернова улица",38,null,"2019-10-25",null,"2020-10-25",null,null,"ПС и ОС,ГВС"]
[116,"Зернова улица",40,null,"2019-10-30",null,"2020-10-30",null,null,"ПС и ОС,ГВС"]
[117,"Зернова улица",41,null,null,null,null,"неиспр.","2019-04-25","поверка",null,"есть/н"]
[118,"Зернова улица",42,null,null,null,null,null,null,"ПС и ОС,ГВС","АССД/н"]
[119,"Зернова улица",44,null,null,null,null,null,null,"ПС и ОС,ГВС"]
[120,"Зернова улица",45,null,null,null,null,"неиспр.","2019-04-25","поверка"]
[121,"Зернова улица",46,null,null,null,null,null,null,"ПС и ОС,ГВС"]
[122,"Зернова улица",48,null,null,null,null,"неиспр.","2019-04-25","поверка"]
[123,"Зернова улица",50,null,null,null,null,null,null,"ПС и ОС,ГВС"]
[124,"Зернова улица",52,null,"2019-10-30",null,"2020-10-30",null,null,"ПС и ОС,ГВС"]
[125,"Зернова улица",54,null,"2019-10-29",null,"2020-10-29",null,null,"ПС и ОС,ГВС"]
[126,"Зернова улица",55,null,"2019-10-30",null,"2020-10-30",null,null,"ПС и ОС,ГВС"]
[127,"Зернова улица",56,null,"2019-10-29",null,"2020-10-29",null,null,"ПС и ОС,ГВС"]
[128,"Зернова улица",57,null,"2019-10-30",null,"2020-10-30",null,null,"ПС и ОС,ГВС"]
[129,"Зернова улица",59,null,"2019-10-29",null,"2020-10-29",null,null,"ПС и ОС,ГВС"]
[130,"Казамазова улица",6,null,null,"2018-11-19","2019-10-01","неиспр.","2019-09-12","поверка","АССД/н"]
[131,"Казамазова улица",7,null,"2019-07-12",null,"2020-07-12","неиспр.","2019-10-30","маленький расхо за месяц 20т"]
[132,"Казамазова улица",8,null,null,"2019-02-19","2019-10-01","неиспр.","2019-10-01","закончилась поверка. Снят СТСК 24.10.2019","АССД/н"]
[133,"Казамазова улица",9,null,"2019-04-09",null,"2020-04-09","неиспр.","2019-05-30","прибор не работает. Снят СТСК."]
[134,"Казамазова улица",10,null,null,"2018-11-19","2019-10-01","неиспр.","2019-10-01","закончилась поверка. Снят СТСК 24.10.2019","АССД/н"]
[135,"Казамазова улица",11,null,"2019-03-20",null,"2020-03-20",null,null,null,"АССД"]
[136,"Карла Маркса улица",1,null,"2018-01-31","2019-02-19","2020-02-18",null,null,null,"АССД/н"]
[137,"Карла Маркса улица",2,null,"2018-01-18","2019-02-19","2020-02-18",null,null,null,"АССД"]
[138,"Карла Маркса улица",4,null,"2019-07-26",null,"2020-07-26"]
[139,"Карла Маркса улица",6,null,"2019-02-13",null,"2020-02-13",null,null,null,"АССД"]
[140,"Карла Маркса улица",8,null,"2018-02-12","2018-11-14","2019-11-13","неиспр.","2019-08-19","прибор не работает","АССД/н"]
[141,"Карла Маркса улица",10,null,"2019-09-11",null,"2020-09-11"]
[142,"Куйбышева улица",4,null,"2019-02-12",null,"2020-02-12",null,null,null,"АССД"]
[143,"Куйбышева улица",5,null,null,"2018-11-14","2019-11-13",null,null,null,"АССД"]
[144,"Куйбышева улица",6,null,null,"2018-12-20","2019-12-20",null,null,null,"АССД"]
[145,"Куйбышева улица",7,null,"2019-04-26",null,"2020-04-26"]
[146,"Куйбышева улица",9,null,"2019-04-10",null,"2020-04-10",null,null,null,"АССД"]
[147,"Куйбышева улица",10,null,null,"2018-12-20","2019-12-20",null,null,null,"АССД/н"]
[148,"Куйбышева улица",12,null,"2017-12-19","2018-12-03","2019-12-02",null,null,null,"АССД"]
[149,"Куйбышева улица",15,null,"2018-02-07","2019-02-08","2020-02-08",null,null,null,"АССД"]
[150,"Куйбышева улица",15,1,"2017-12-19","2019-05-14","2020-05-14",null,null,null,"АССД"]
[151,"Куйбышева улица",16,null,"2017-12-19","2018-12-20","2019-12-20",null,null,null,"АССД/н"]
[152,"Куйбышева улица",17,null,"2019-03-19","2019-07-31","2020-07-31",null,null,null,"АССД"]
[153,"Куйбышева улица",17,1,"2019-03-19",null,"2020-03-19",null,null,null,"АССД"]
[154,"Куйбышева улица",18,null,null,null,null,"неиспр.","2019-03-22","нет врезок под ктспр",null,"есть/н"]
[155,"Куйбышева улица",20,null,null,"2018-12-20","2019-12-20",null,null,null,null,"есть+"]
[156,"Куйбышева улица",21,2,null,"2018-10-10","2019-11-14","неиспр.","2019-04-25","поверка"]
[157,"Куйбышева улица",22,null,null,"2018-12-20","2019-12-20",null,null,null,null,"есть+"]
[158,"Куйбышева улица",23,null,"2019-03-19",null,"2020-03-19"]
[159,"Куйбышева улица",26,null,null,"2019-10-23","2020-10-22",null,null,null,null,"есть+"]
[160,"Куйбышева улица",28,null,"2017-12-13","2018-12-20","2019-12-20"]
[161,"Куйбышева улица",30,null,"2017-12-13","2018-12-20","2019-12-20",null,null,null,"АССД/н","есть+"]
[162,"Куйбышева улица",32,null,"2017-12-13","2018-12-20","2019-12-20","неиспр.","2019-06-20","Т ГВС=90","АССД/н","есть/н"]
[163,"Куйбышева улица",36,null,"2018-02-07","2018-12-20","2019-12-20",null,null,null,"АССД/н","есть+"]
[164,"Куйбышева улица",40,null,"2018-01-10","2019-07-08","2020-07-07",null,null,null,"АССД"]
[165,"Куйбышева улица",42,null,"2019-02-13",null,"2020-02-13",null,null,null,"АССД"]
[166,"Курчатова улица",7,null,null,"2018-12-19","2019-10-13","неиспр.","2019-10-13","закончилась поверка","АССД/н","есть/н"]
[167,"Курчатова улица",11,null,null,"2018-11-20","2019-10-01","неиспр.","2019-10-01","закончилась поверка. Снят СТСК 31.10.2019",null,"есть/н"]
[168,"Курчатова улица",13,null,null,"2018-12-19","2019-10-13","неиспр.","2019-10-13","закончилась поверка. Снят СТСК 31.10.2019","АССД/н","есть/н"]
[169,"Курчатова улица",13,1,null,"2018-11-20","2019-10-13","неиспр.","2019-10-13","закончилась поверка. Снят СТСК 31.10.2019","АССД/н","есть/н"]
[170,"Курчатова улица",16,null,"2018-01-17",null,null,"неиспр.","2019-07-22","1 СТУ не работает","АССД/н"]
[171,"Курчатова улица",17,null,"2018-01-17","2018-11-20","2019-10-01","неиспр.","2019-10-01","закончилась поверка","АССД/н","есть/н"]
[172,"Курчатова улица",18,null,null,"2019-11-12","2020-11-11",null,null,null,null,"есть+"]
[173,"Курчатова улица",19,null,null,"2019-07-22","2019-10-01","неиспр.","2019-10-01","закончилась поверка","АССД/н","есть/н"]
[174,"Курчатова улица",21,null,null,"2018-12-20","2019-10-13","неиспр.","2019-10-13","закончилась поверка","АССД/н","есть/н"]
[175,"Курчатова улица",22,null,null,"2019-09-09","2020-09-08",null,null,null,"АССД/н"]
[176,"Курчатова улица",23,null,null,"2019-12-20","2019-10-13","неиспр.","2019-10-13","закончилась поверка",null,"есть/н"]
[177,"Курчатова улица",25,null,null,"2018-11-30","2019-10-13","неиспр.","2019-10-13","закончилась поверка",null,"есть/н"]
[178,"Курчатова улица",26,null,"2018-02-07","2018-12-03","2019-12-02",null,null,null,"АССД/н"]
[179,"Курчатова улица",27,null,"2018-01-17",null,null,"неиспр.","2019-06-21","цирк>ГВС","АССД/н"]
[180,"Курчатова улица",28,null,null,"2019-02-12","2019-10-01","неиспр.","2019-10-01","закончилась поверка",null,"есть/н"]
[181,"Курчатова улица",30,null,"2019-06-21",null,"2020-06-21","неиспр.","2019-11-14","Превышение норматива"]
[182,"Курчатова улица",32,null,null,"2019-03-12","2019-10-01","неиспр.","2019-10-01","закончилась поверка",null,"есть/н"]
[183,"Курчатова улица",34,null,"2019-04-15",null,"2020-04-15"]
[184,"Курчатова улица",38,null,null,null,null,"неиспр.","2019-03-22","нет УРЖА ГВС"]
[185,"Ленина площадь",2,null,"2018-02-22","2019-01-24","2020-01-24",null,null,null,"АССД/н"]
[186,"Ленина площадь",4,null,"2019-02-12",null,"2020-02-11",null,null,null,"АССД"]
[187,"Ленина площадь",6,null,null,"2018-10-25","2019-10-24","неиспр.","2019-06-24",null,"АССД/н"]
[188,"Ленина площадь",8,null,"2018-02-22","2019-01-24","2020-01-24",null,null,null,"АССД/н"]
[189,"Ленина проспект",1,null,null,"2018-12-20","2019-12-19",null,null,null,"АССД/н","есть"]
[190,"Ленина проспект",2,null,"2017-01-10","2019-09-06","2020-09-05",null,null,null,"АССД"]
[191,"Ленина проспект",3,null,null,"2018-12-20","2019-12-20",null,null,null,"АССД"]
[192,"Ленина проспект",5,null,"2018-02-16","2018-12-20","2019-12-20",null,null,null,"АССД"]
[193,"Ленина проспект",6,null,null,"2018-12-20","2019-12-20",null,null,null,"АССД/н"]
[194,"Ленина проспект",7,null,null,"2018-12-20","2019-12-20",null,null,null,"АССД"]
[195,"Ленина проспект",8,null,null,"2019-01-16","2020-01-16","неиспр.","2019-07-24","Отках УРЖа по ГВС"]
[196,"Ленина проспект",9,null,null,"2019-02-19","2020-02-18",null,null,null,"АССД/н"]
[197,"Ленина проспект",11,null,null,"2018-12-20","2019-12-20",null,null,null,"АССД"]
[198,"Ленина проспект",13,null,null,"2019-02-19","2020-02-18",null,null,null,"АССД"]
[199,"Ленина проспект",14,null,"2019-03-12",null,"2020-03-12",null,null,null,"АССД"]
[200,"Ленина проспект",15,null,null,"2018-12-20","2019-12-20",null,null,null,"АССД","есть"]
[201,"Ленина проспект",16,null,null,"2019-07-27","2020-07-23","неиспр.","2019-10-04","Неиспр. ПЭП",null,"есть/н"]
[202,"Ленина проспект",17,null,"2019-02-15",null,"2020-02-15"]
[203,"Ленина проспект",19,null,"2019-02-15",null,"2020-02-15",null,null,null,"АССД/н"]
[204,"Ленина проспект",21,null,"2018-02-02","2018-12-22","2019-12-24",null,null,null,"АССД/н"]
[205,"Ленина проспект",22,null,"2018-02-22","2019-02-08","2020-02-08",null,null,null,"АССД/н"]
[206,"Ленина проспект",23,null,"2018-02-02","2018-12-20","2019-12-20","неиспр.","2019-11-20","Прибор не работает. Дисплей не горит."]
[207,"Ленина проспект",24,null,"2019-04-23",null,"2020-04-23",null,null,null,"АССД/н"]
[208,"Ленина проспект",25,null,"2019-02-15",null,"2020-02-15",null,null,null,"АССД"]
[209,"Ленина проспект",26,null,"2018-02-22","2019-06-10","2020-06-09"]
[210,"Ленина проспект",27,null,"2019-02-15",null,"2020-02-15",null,null,null,"АССД"]
[211,"Ленина проспект",31,null,"2018-02-09","2018-12-20","2019-12-20",null,null,null,"АССД/н"]
[212,"Ленина проспект",32,null,"2018-04-06","2018-12-20","2019-12-20",null,null,null,"АССД"]
[213,"Ленина проспект",33,null,"2019-02-15",null,"2020-02-15",null,null,null,"АССД"]
[214,"Ленина проспект",34,null,"2018-04-06","2018-12-20","2019-12-20",null,null,null,"АССД"]
[215,"Ленина проспект",35,null,"2018-02-22","2018-12-20","2019-12-20",null,null,null,"АССД/н"]
[216,"Ленина проспект",36,null,"2018-02-02","2018-12-20","2019-12-20",null,null,null,"АССД/н"]
[217,"Ленина проспект",39,null,"2018-02-09","2018-12-20","2019-12-20",null,null,null,"АССД/н"]
[218,"Ленина проспект",42,null,"2018-02-02","2019-01-24","2020-01-23",null,null,null,"АССД"]
[219,"Ленина проспект",44,null,null,"2019-01-24","2020-01-23","неиспр.","2019-06-21","нет питания на приборе. Снят СТСК.","АССД/н"]
[220,"Ленина проспект",45,null,"2018-02-02","2019-01-24","2020-01-23",null,null,null,"АССД/н"]
[221,"Ленина проспект",46,null,"2018-01-31","2019-01-24","2020-01-23",null,null,null,"АССД/н"]
[222,"Ленина проспект",48,null,"2019-03-12",null,"2020-03-12",null,null,null,"АССД"]
[223,"Ленина проспект",49,null,null,"2019-09-04","2020-09-03",null,null,null,null,"есть+"]
[224,"Ленина проспект",50,null,"2018-02-02","2019-07-31","2020-07-30",null,null,null,"АССД"]
[225,"Ленина проспект",51,null,null,"2019-09-04","2020-09-03",null,null,null,null,"есть+"]
[226,"Ленина проспект",51,"А",null,"2019-09-04","2020-09-03",null,null,null,null,"есть+"]
[227,"Ленина проспект",53,null,null,"2019-11-11","2020-11-10",null,null,null,null,"есть+"]
[228,"Ленина проспект",53,"А",null,"2019-09-04","2020-09-03",null,null,null,null,"есть+"]
[229,"Ленина проспект",54,null,"2018-01-31","21.03.219","2020-03-20","неиспр.","2019-05-27","прибор не работает. Снят СТСК.","АССД/н"]
[230,"Ленина проспект",55,null,null,"2019-03-21","2020-09-24",null,null,null,null,"есть+"]
[231,"Ленина проспект",56,null,null,"2019-09-04","2020-09-03",null,null,null,null,"есть+"]
[232,"Ленина проспект",58,null,"2019-02-20",null,"2020-02-20",null,null,null,"АССД/н"]
[233,"Ленина проспект",59,null,"2018-01-31","2019-01-24","2020-01-23",null,null,null,"АССД"]
[234,"Ленина проспект",60,null,"2018-02-22","2019-01-24","2020-01-23",null,null,null,"АССД/н"]
[235,"Матросова улица",2,null,"2019-10-30",null,"2020-10-30",null,null,"ПС и ОС,ГВС"]
[236,"Матросова улица",10,null,"2019-10-29",null,"2020-10-29",null,null,"ПС и ОС,ГВС"]
[237,"Матросова улица",12,null,null,null,null,"неиспр.","2019-05-25","поверка"]
[238,"Матросова улица",14,null,null,null,null,null,null,"ПС и ОС,ГВС"]
[239,"Маяковского улица",11,null,null,"2019-09-09","2020-09-08",null,"2019-07-18",null,null,"есть+"]
[240,"Маяковского улица",13,null,"2019-03-15",null,"2020-03-15"]
[241,"Маяковского улица",17,null,null,"2019-09-09","2020-09-08",null,"2019-07-19",null,null,"есть+"]
[242,"Маяковского улица",19,null,"2019-03-15",null,"2020-03-15"]
[243,"Маяковского улица",21,null,null,"2019-09-09","2020-09-08",null,"2019-07-18",null,null,"есть+"]
[244,"Мира проспект",2,null,null,"2019-01-23","2020-01-22",null,null,null,"АССД"]
[245,"Мира проспект",3,null,null,"2018-11-30","2019-11-29",null,null,null,"АССД/н"]
[246,"Мира проспект",5,null,null,"2019-01-22","2020-01-22",null,null,null,"АССД"]
[247,"Мира проспект",7,null,null,"2019-01-22","2020-01-22",null,null,null,"АССД"]
[248,"Мира проспект",9,null,"2019-02-15",null,"2020-02-15",null,null,null,"АССД"]
[249,"Мира проспект",10,null,null,"2019-01-29","2020-01-29","неиспр.","2019-08-23","не правильный расход более 2 месяцев. Разъм","АССД/н"]
[250,"Мира проспект",11,null,null,"2018-11-30","2019-11-29",null,null,null,"АССД/н"]
[251,"Мира проспект",14,null,"2019-02-15",null,"2020-02-15",null,null,null,"АССД/н"]
[252,"Мира проспект",16,null,null,"2019-01-22","2020-01-22",null,null,null,"АССД"]
[253,"Мира проспект",18,null,null,null,null,"неиспр.","2019-03-22","прибор учета отсут"]
[254,"Мира проспект",20,null,null,"2019-01-23","2020-01-23",null,null,null,"АССД"]
[255,"Московская улица",8,null,null,"2018-12-19","2019-10-13","неиспр.","2019-10-13","закончилась поверка",null,"есть/н"]
[256,"Московская улица",10,1,null,"2018-12-19","2019-10-01","неиспр.","2019-10-01","закончилась поверка","АССД/н","есть/н"]
[257,"Московская улица",15,null,null,null,null,"неиспр.","2019-04-25","Нет СПТ",null,"есть/н"]
[258,"Московская улица",16,null,null,"2018-12-19","2019-10-13","неиспр.","2019-10-13","закончилась поверка","АССД/н","есть/н"]
[259,"Московская улица",17,null,null,null,null,"неиспр.","2019-04-25","поверка",null,"есть/н"]
[260,"Московская улица",18,null,"2019-03-15",null,"2020-03-15",null,null,null,"АССД/н","есть"]
[261,"Московская улица",18,1,null,"2019-03-19","2019-10-13","неиспр.","2019-10-13","закончилась поверка",null,"есть/н"]
[262,"Московская улица",19,"а",null,"2018-11-14","2019-12-19","неиспр.","2019-04-25","поверка",null,"есть/н"]
[263,"Московская улица",21,null,null,null,null,"неиспр.","2019-04-25","поверка"]
[264,"Московская улица",23,"а",null,null,null,"неиспр.","2019-04-25","поверка",null,"есть/н"]
[265,"Московская улица",29,null,null,null,null,"неиспр.","2019-04-25","Отказ на отоп. поверка"]
[266,"Московская улица",33,null,null,null,null,"неиспр.","2019-04-25","Нет СПТ. Поверка",null,"есть/н"]
[267,"Музрукова проспект",17,"а","2019-04-09",null,"2020-04-09","неиспр.","2019-06-07","прибор не работает. Снят СТСК","АССД/н"]
[268,"Музрукова проспект",21,null,"2019-03-13",null,"2020-03-13",null,null,null,"АССД"]
[269,"Музрукова проспект",21,1,null,"2019-01-22","2019-10-01","неиспр.","2019-10-01","закончилась поверка","АССД/н","есть/н"]
[270,"Музрукова проспект",21,2,null,"2018-11-19","2019-10-01","неиспр.","2019-10-01","закончилась поверка","АССД/н","есть/н"]
[271,"Музрукова проспект",25,null,"2019-03-13",null,"2020-03-13",null,null,null,"АССД"]
[272,"Музрукова проспект",25,1,null,"2018-12-04","2019-10-13","неиспр.","2019-10-13","закончилась поверка. Снят СТСК 24.10.2019","АССД/н","есть/н"]
[273,"Музрукова проспект",25,2,null,"2018-12-04","2019-10-01","неиспр.","2019-10-01","закончилась поверка. Снят СТСК 24.10.2019","АССД/н","есть/н"]
[274,"Музрукова проспект",27,null,null,null,null,"неиспр.","2019-04-19","Т4 цирк неправ. Знач",null,"есть/н"]
[275,"Музрукова проспект",29,null,"2019-03-13",null,"2020-03-13",null,null,null,"АССД/н"]
[276,"Музрукова проспект",29,1,null,"2018-11-10","2019-10-13","неиспр.","2019-10-13","закончилась поверка","АССД/н","есть/н"]
[277,"Музрукова проспект",29,2,null,"2018-12-04","2019-10-13","неиспр.","2019-10-13","закончилась поверка","АССД/н","есть/н"]
[278,"Музрукова проспект",31,null,null,null,null,"неиспр.","28.08.2019 повт.","нет УРЖА ГВС",null,"есть/н"]
[279,"Некрасова улица",3,null,null,"2019-11-13","2020-11-12",null,null,null,"АССД/н","есть+"]
[280,"Некрасова улица",9,null,null,"2019-11-13","2020-11-12",null,null,null,"АССД/н","есть+"]
[281,"Некрасова улица",11,null,null,"2019-11-13","2020-11-12",null,null,null,"АССД/н","есть+"]
[282,"Некрасова улица",15,null,null,"2019-11-13","2020-11-12",null,null,null,"АССД/н","есть+"]
[283,"Пионерская улица",13,null,null,"2018-11-21","2019-12-19","неиспр.","2019-04-25","поверка",null,"есть/н"]
[284,"Пионерская улица",15,null,"2019-02-13",null,"2020-02-13","неиспр.","2019-06-06","Нет питания на приборе","АССД/н"]
[285,"Пионерская улица",17,null,"2018-01-18","2019-02-19","2020-02-19",null,null,null,"АССД"]
[286,"Пионерская улица",19,null,"2019-02-13",null,"2020-02-13",null,null,null,"АССД"]
[287,"Пионерская улица",20,null,"2019-02-13",null,"2020-02-13",null,null,null,"АССД"]
[288,"Пионерская улица",21,null,"2018-01-18","2019-02-19","2020-02-19",null,null,null,"АССД"]
[289,"Пионерская улица",22,null,null,"2019-02-19","2020-02-18","неиспр.","2019-07-09","Прибор не исправен","АССД/н"]
[290,"Пионерская улица",24,null,null,null,null,"неиспр.","2019-07-23","G=0 по ГВС","АССД/н"]
[291,"Пионерская улица",26,null,"2019-02-13",null,"2020-02-13",null,null,null,"АССД/н"]
[292,"Пионерская улица",26,"А","2019-02-13",null,"2020-02-13",null,null,null,"АССД/н"]
[293,"Пионерская улица",28,null,"2019-02-12",null,"2020-02-12"]
[294,"Победы улица",13,null,null,null,null,"неиспр.","2019-04-25","поверка"]
[295,"Победы улица",29,null,null,null,null,"неиспр.","2019-04-25","поверка"]
[296,"Пушкина улица",4,null,null,"2019-01-23","2020-01-23",null,null,null,"АССД"]
[297,"Пушкина улица",6,null,null,"2019-01-23","2020-01-23",null,null,null,"АССД"]
[298,"Пушкина улица",8,null,null,"2019-01-23","2020-01-23",null,null,null,"АССД/н"]
[299,"Пушкина улица",12,null,null,"2019-01-23","2020-01-23",null,null,null,"АССД"]
[300,"Пушкина улица",14,null,null,"2019-01-23","2020-01-23",null,null,null,"АССД"]
[301,"Пушкина улица",16,null,null,"2019-01-23","2020-01-23",null,null,null,"АССД"]
[302,"Пушкина улица",18,null,null,null,null,null,null,null,"АССД/н"]
[303,"Пушкина улица",20,null,null,null,null,"неиспр.","2019-04-25","прибор не исправен",null,"есть/н"]
[304,"Пушкина улица",24,null,null,null,null,"неиспр.","2019-04-25","прибор не исправен"]
[305,"Пушкина улица",26,null,null,null,null,"неиспр.","2019-04-25","прибор не исправен"]
[306,"Пушкина улица",28,null,null,null,null,"неиспр.","2019-04-25","прибор не исправен"]
[307,"Пушкина улица",30,null,null,null,null,"неиспр.","2019-04-25","прибор не исправен"]
[308,"Пушкина улица",32,null,null,null,null,"неиспр.","2019-04-25","прибор не исправен"]
[309,"Пушкина улица",36,null,null,"2019-01-23","2020-01-22",null,null,null,"АССД/н"]
[310,"Радищева улица",7,null,"2019-04-09",null,"2020-04-09",null,null,null,"АССД/н"]
[311,"Радищева улица",9,null,"2019-03-15",null,"2020-03-15",null,null,null,"АССД/н"]
[312,"Радищева улица",11,null,null,"2019-02-12","2019-10-13","неиспр.","2019-10-13","закончилась поверка. Снят СТСК 31.10.2019",null,"есть/н"]
[313,"Радищева улица",13,null,"2019-03-15",null,"2020-03-15",null,null,null,"АССД/н"]
[314,"Радищева улица",15,null,null,"2018-11-14","2019-10-13","неиспр.","2019-05-29","закончилась поверка. Снят СТСК 31.10.2019",null,"есть/н"]
[315,"Радищева улица",17,null,"2019-03-20",null,"2020-03-20",null,null,null,"АССД/н"]
[316,"Раменская",3,"а",null,null,null,"неиспр.","2019-04-25","прибор не исправен",null,"есть/н"]
[317,"Северный переулок",1,null,"2019-02-20",null,"2020-02-20",null,null,null,"АССД/н"]
[318,"Северный переулок",2,null,"2019-05-28",null,"2020-05-28",null,null,null,"АССД"]
[319,"Северный переулок",3,null,"2019-05-28",null,"2020-05-28",null,null,null,"АССД/н"]
[320,"Северный переулок",4,null,"2019-02-20",null,"2020-02-20",null,null,null,"АССД/н"]
[321,"Северный переулок",5,null,"2019-03-12",null,"2020-03-12",null,null,null,"АССД"]
[322,"Северный переулок",6,null,"2019-02-20",null,"2020-02-20"]
[323,"Северный переулок",8,null,"2019-04-09",null,"2020-04-09",null,null,null,"АССД"]
[324,"Северный переулок",10,null,"2019-05-28","2019-07-24","2020-07-23",null,null,null,"АССД/н"]
[325,"Семашко улица",6,null,"2019-04-09",null,"2020-04-09","неиспр.","2019-08-26"," 1 Дисплей не раб.","АССД/н"]
[326,"Семашко улица",10,null,"2020-04-15",null,"2020-04-15","неиспр.","2019-10-21","отказ цирк. ТУ-2. 26.11.2019 - погрешность","АССД/н",null,"Сдавать!"]
[327,"Семашко улица",14,null,"2018-11-20","2019-11-13","2019-11-12",null,null,null,"АССД/н","есть+"]
[328,"Силкина улица",2,"А",null,"2019-07-19","2019-11-09","неиспр.","2019-08-23","не достоверный расход, поверка поверка","АССД/н","есть/н","Сдавать"]
[329,"Силкина улица",2,"Б",null,"2018-12-19","2020-12-19","неиспр.","2019-09-30","поверка","АССД/н","есть/н","Сдавать"]
[330,"Силкина улица",3,null,null,"2018-11-16","2019-11-09","неиспр.","2019-11-11","закончилась поверка","АССД","есть/н"]
[331,"Силкина улица",4,null,"2017-12-19","2018-12-20","2019-12-20",null,null,null,"АССД"]
[332,"Силкина улица",4,"А",null,"2018-11-16","2019-09-24","неиспр.","2019-07-11","Отказ 2 канала УРЖа закончилась поверка24.09","АССД/н","есть/н"]
[333,"Силкина улица",5,null,null,"2018-11-15","2019-07-28","неиспр.","2019-07-29","поверка",null,"есть/н"]
[334,"Силкина улица",7,null,null,"2019-11-15","2019-05-26","неиспр.","2019-07-29","поверка",null,"есть/н"]
[335,"Силкина улица",8,null,null,"2019-11-11","2020-11-10",null,null,null,null,"есть+"]
[336,"Силкина улица",8,"А","2019-03-12",null,"2020-03-12","неиспр.","2019-07-19","дисплей неисправен","АССД/н"]
[337,"Силкина улица",9,null,null,null,null,"неиспр.","2019-04-25","Нет СПТ, поверка",null,"есть/н"]
[338,"Силкина улица",10,null,"2018-04-06","2019-09-06","2020-09-05",null,null,null,"АССД"]
[339,"Силкина улица",11,null,null,null,null,"неиспр.","2019-04-25","Нет УРЖей и КТСПР",null,"есть/н"]
[340,"Силкина улица",12,null,"2019-04-26",null,"2020-04-26","неиспр.","2019-08-26","дисплей не работает, на одном приборе","АССД/н"]
[341,"Силкина улица",12,"А",null,"2019-02-18","2019-10-01","неиспр.","2019-10-01","поверка","АССД","есть/н"]
[342,"Силкина улица",14,null,"2019-02-19",null,"2020-02-19","неиспр.","2019-11-22","прибор не работаент. мож. Нет питания?","АССД/н"]
[343,"Силкина улица",18,null,"2019-03-12",null,"2020-03-12",null,null,null,"АССД"]
[344,"Силкина улица",19,null,null,"2018-11-15","2019-11-14",null,null,null,null,"есть+"]
[345,"Силкина улица",20,null,"2019-04-23",null,"2020-04-23",null,null,null,"АССД"]
[346,"Силкина улица",21,null,"2019-04-10",null,"2020-04-10",null,null,null,"АССД/н"]
[347,"Силкина улица",22,null,"2019-02-19",null,"2020-02-19",null,null,null,"АССД"]
[348,"Силкина улица",26,null,"2019-04-10",null,"2020-04-10","неиспр.","2019-06-21","Прибор не работает","АССД/н"]
[349,"Силкина улица",28,null,"2019-04-10",null,"2020-04-10",null,null,null,"АССД/н"]
[350,"Силкина улица",32,null,null,"2018-11-15","2018-12-19","неиспр.","2019-04-25","поверка",null,"есть/н"]
[351,"Силкина улица",36,null,"2018-01-17","2019-02-20","2020-02-19","неиспр.","2019-11-25","Кап ремонт узла","АССД"]
[352,"Силкина улица",40,null,"2019-03-20",null,"2020-03-20","неиспр.","2019-10-22","расход 0"]
[353,"Силкина улица",42,null,"2019-04-15",null,"2020-04-15"]
[354,"Силкина улица",44,null,"2019-05-28",null,"2020-05-28",null,null,null,"АССД/н"]
[355,"Советская улица",4,null,"2019-07-12",null,"2020-07-12","неиспр.","2019-08-19","отказ 1 СТУ","АССД/н"]
[356,"Советская улица",6,null,null,"2019-10-16","2020-10-15",null,null,null,"АССД/н","есть+"]
[357,"Советская улица",8,null,null,"2019-10-16","2020-10-15",null,null,null,"АССД","есть+"]
[358,"Советская улица",12,null,null,"2019-10-16","2020-10-15",null,null,null,"АССД/н","есть+"]
[359,"Советская улица",14,null,null,"2019-10-16","2020-10-15",null,null,null,"АССД","есть+"]
[360,"Советская улица",16,null,"2019-03-25",null,"2020-03-25",null,null,null,"АССД/н"]
[361,"Советская улица",22,null,null,"2019-01-22","2019-10-13","неиспр.","2019-10-13","закончилась поверка","АССД/н","есть/н"]
[362,"Советская улица",24,null,null,"2018-12-04","2019-10-01","неиспр.","2019-10-01","закончилась поверка","АССД/н","есть/н"]
[363,"Сосина улица",1,null,null,"2018-10-10","2018-12-19","неиспр.","2019-04-25","поверка",null,"есть/н"]
[364,"Сосина улица",5,null,"2019-04-23",null,"2020-04-23",null,null,null,"АССД"]
[365,"Ушакова улица",4,null,null,"2018-10-25","2019-10-24","неиспр.","2019-08-05","не снимает архивы","АССД/н"]
[366,"Ушакова улица",6,null,null,"2019-07-23","2020-06-30",null,null,null,"АССД"]
[367,"Ушакова улица",8,null,null,"2018-11-30","2019-11-29",null,null,null,"АССД"]
[368,"Ушакова улица",10,null,null,"2019-01-24","2020-01-24",null,null,null,"АССД/н"]
[369,"Ушакова улица",12,null,null,null,null,null,null,null,"АССД"]
[370,"Ушакова улица",14,null,null,"2019-01-24","2020-01-23",null,null,null,"АССД/н"]
[371,"Ушакова улица",16,null,null,"2019-01-24","2020-01-24","неиспр.","2019-08-05","не снимает архивы","АССД/н"]
[372,"Ушакова улица",18,null,null,"2019-01-24","2020-01-24",null,null,null,"АССД"]
[373,"Ушакова улица",20,null,null,null,null,null,null,null,"АССД"]
[374,"Фрунзе улица",3,null,null,"2019-02-20","2020-02-20","неиспр.","2019-09-08","отказ ГВС. Странный архив за июль","АССД/н"]
[375,"Фрунзе улица",5,null,null,null,null,"неиспр.","2019-04-25","Нет СПТ",null,"есть/н"]
[376,"Фрунзе улица",11,null,null,"2018-11-30","2019-11-29",null,null,null,"АССД"]
[377,"Фрунзе улица",18,null,null,"2019-01-23","2020-01-22","неиспр.","2019-08-12","не снимает архивы. Снят СТСК 29.10.2019","АССД/н"]
[378,"Фрунзе улица",19,null,null,null,null,"неиспр.","2019-05-30","прибор не работает. Снят СТСК.","АССД/н"]
[379,"Фрунзе улица",22,null,null,"2019-02-20","2020-02-19","неиспр.","2019-06-06","прибор не работает. Снят СТСК.","АССД/н"]
[380,"Фрунзе улица",23,null,null,"2019-02-20","2020-02-19","неиспр.","2019-05-27","прибор не работает. Снят СТСК.","АССД/н"]
[381,"Фрунзе улица",25,null,null,"2019-02-20","2020-02-19",null,null,null,"АССД/н"]
[382,"Фрунзе улица",26,null,"2019-02-12",null,"2020-02-12",null,null,null,"АССД/н"]
[383,"Фрунзе улица",27,null,null,"2019-09-04","2020-09-04",null,null,null,"АССД"]
[384,"Чапаева улица",7,null,null,"2019-02-12","2020-02-12",null,null,null,"АССД/н"]
[385,"Чапаева улица",8,null,null,"2019-01-23","2020-01-23",null,null,null,"АССД"]
[386,"Чапаева улица",15,null,"2019-02-12",null,"2020-02-12","неиспр.","2019-09-24","неисправен дисплей","АССД/н"]
[387,"Чапаева улица",19,null,"2019-02-12",null,"2020-02-12",null,null,null,"АССД"]
[388,"Чапаева улица",23,null,"2019-02-12",null,"2020-02-12",null,null,null,"АССД"]
[389,"Чапаева улица",27,null,"2018-01-10","2018-10-25","2019-10-24","неиспр.","2019-06-24","Прибор не работает. Снят стск 22.11.2019","АССД/н"]
[390,"Шверника улица",3,null,null,"2018-12-19","2019-12-18","неиспр.","2019-11-22","Отказ 1 канала","АССД/н"]
[391,"Шверника улица",4,null,null,"2018-12-19","2019-12-18",null,null,null,"АССД"]
[392,"Шверника улица",5,null,null,"2018-12-19","2019-12-18",null,null,null,"АССД"]
[393,"Шверника улица",7,null,null,"2018-11-30","2019-11-29",null,null,null,"АССД"]
[394,"Шверника улица",9,null,null,"2018-12-19","2019-12-18",null,null,null,"АССД"]
[395,"Шверника улица",10,null,null,"2018-12-19","2019-12-18",null,null,null,"АССД"]
[396,"Шверника улица",12,null,null,"2018-12-19","2019-12-18",null,null,null,"АССД"]
[397,"Шверника улица",15,null,null,null,null,"неиспр.","2019-04-25","Нет УРЖей",null,"есть/н"]
[398,"Шверника улица",15,"А",null,"2019-09-09","2020-10-01",null,null,null,null,"есть+"]
[399,"Шверника улица",15,"Б","2019-04-10",null,"2020-04-10",null,null,null,"АССД"]
[400,"Шверника улица",15,"В",null,"2019-09-04","2020-09-04",null,null,null,"АССД","есть+"]
[401,"Шверника улица",15,"Г","2018-01-17","2018-12-04","2019-12-03",null,null,null,"АССД/н"]
[402,"Шверника улица",17,null,"2019-02-12","2019-10-16","2020-10-15",null,null,null,"АССД/н","есть/н"]
[403,"Шверника улица",18,null,"2019-02-12",null,"2020-02-12",null,null,null,"АССД/н"]
[404,"Шверника улица",21,null,null,"2019-10-07","2020-10-06",null,null,null,"АССД/н","есть+"]
[405,"Шверника улица",22,null,"2019-02-12",null,"2020-02-12",null,null,null,"АССД/н"]
[406,"Шверника улица",23,null,null,"2019-09-09","2020-10-01",null,null,null,null,"есть+"]
[407,"Шверника улица",24,null,"2018-01-10","2018-12-04","2019-12-03",null,null,null,"АССД"]
[408,"Шверника улица",25,null,null,"2019-09-09","2020-10-01",null,null,null,null,"есть+"]
[409,"Шверника улица",26,null,null,"2018-12-19","2019-12-18",null,null,null,"АССД"]
[410,"Шверника улица",27,null,"2019-03-12",null,"2020-03-12",null,null,null,"АССД"]
[411,"Шверника улица",45,null,"2018-01-10","2018-12-19","2019-12-19",null,null,null,"АССД/н"]
[412,"Шевченко улица",8,null,null,"2019-01-23","2020-01-22",null,null,null,"АССД/н"]
[413,"Шевченко улица",10,null,null,"2019-01-23","2020-01-22",null,null,null,"АССД"]
[414,"Шевченко улица",14,null,null,"2019-01-23","2020-01-22",null,null,null,"АССД"]
[415,"Шевченко улица",16,null,null,"2019-01-23","2020-01-22",null,null,null,"АССД"]
[416,"Шевченко улица",17,null,"2019-02-12",null,"2020-02-12",null,null,null,"АССД"]
[417,"Шевченко улица",18,null,null,"2019-01-23","2020-01-23",null,null,null,"АССД"]
[418,"Шевченко улица",19,null,"2019-02-12",null,"2020-02-12",null,null,null,"АССД/н"]
[419,"Шевченко улица",20,null,null,"2019-01-23","2020-02-19",null,null,null,"АССД"]
[420,"Шевченко улица",22,null,"2018-02-02","2019-01-23","2020-01-23",null,null,null,"АССД"]
[421,"Шевченко улица",24,null,"2018-02-02","2019-01-23","2020-01-23",null,null,null,"АССД"]
[422,"Шевченко улица",28,null,"2019-02-12",null,"2020-02-12",null,null,null,"АССД/н"]
[423,"Шевченко улица",29,null,"2019-02-15","2019-07-24","2020-07-24",null,null,null,"АССД"]
[424,"Шевченко улица",30,null,"2018-02-02","2019-01-23","2020-01-23",null,null,null,"АССД"]
[425,"Шевченко улица",32,null,"2018-02-02","2019-01-23","2020-01-23",null,null,null,"АССД"]
[426,"Шевченко улица",34,null,"2018-02-16","2019-01-23","2020-01-23"]
[427,"Шевченко улица",35,null,"2017-12-19","2019-01-23","2020-01-23"]
[428,"Шевченко улица",36,null,"2018-02-07","2019-01-23","2020-01-23","неиспр.","2019-09-24","Т3=110","АССД/н"]
[429,"Шевченко улица",37,null,"2017-12-19","2019-01-23","2020-01-23"]
[430,"Шевченко улица",38,null,"2018-02-16","2019-01-23","2020-01-23"]
[431,"Шевченко улица",42,null,"2017-12-19","2019-01-23","2020-01-23",null,null,null,"АССД"]
[432,"Шевченко улица",44,null,"2019-03-19",null,"2020-03-19",null,null,null,"АССД"]
[433,"Шевченко улица",46,null,"2017-12-19","2019-01-23","2020-01-23",null,null,null,"АССД"]
[434,"Школьная улица",4,null,null,null,null,"неиспр.","2019-04-25","поверка"]
[435,"Школьная улица",6,null,null,null,null,"неиспр.","2019-03-22","Прибор не работает",null,"есть/н"]
[436,"Юности улица",1,null,"2019-03-25",null,"2020-03-25",null,null,null,"АССД/н"]
[437,"Юности улица",3,null,"2019-08-02",null,"2020-08-02",null,null,null,"АССД"]
[438,"Юности улица",4,null,null,null,null,"неиспр.","2019-04-25","поверка",null,"есть/н"]
[439,"Юности улица",5,2,null,"2019-11-12","2020-11-11",null,null,null,"АССД/н","есть+"]
[440,"Юности улица",5,4,null,"2019-11-13","2020-11-12",null,null,null,"АССД/н","есть+"]
[441,"Юности улица",7,null,null,"2019-11-12","2020-11-11",null,null,null,null,"есть+"]
[442,"Юности улица",13,null,null,"2019-11-13","2020-11-12",null,null,null,"АССД/н","есть+"]
[443,"Юности улица",16,null,null,null,null,"неиспр.","2019-04-25","поверка",null,"есть/н"]
[444,"Юности улица",18,null,null,null,null,"неиспр.","2019-04-25","поверка",null,"есть/н"]
[445,"Юности улица",20,null,"2019-03-19",null,"2020-03-19",null,null,"АССД не передает 1 из 2 каналов","АССД/н"]
[446,"Юности улица",25,null,null,null,null,"неиспр.","2019-04-25","поверка",null,"есть/н"]
[447,"Юности улица",27,null,null,null,null,"неиспр.","2019-06-20","Отказ по температуре"]
[448,"Юности улица",29,null,null,"2018-12-20","2019-10-01","неиспр.","2019-08-23","отказ цирк. С 08.08.2019 поверка","АССД/н","есть/н"]
[449,"Юности улица",31,null,"2019-03-25",null,"2020-03-25"]
[450,"Юности улица",33,null,null,"2019-12-20","2019-10-13","неиспр.","2019-10-13","закончилась поверка",null,"есть/н"]
[451,"Юности улица",35,null,null,"2019-02-19","2019-10-13","неиспр.","2019-10-13","закончилась поверка",null,"есть/н"]
[452,"Юности улица",37,null,"2019-03-19",null,"2020-03-19"]
[]
[]
[]
[null,null,null,null,null,null,null,"неиспр.",null,null,"АССД","Хронос","Сдавать"]
[null,null,null,null,null,null,null,{"$f":"COUNTIF(H7:H458,\"неиспр.*\")","v":154},null,null,{"$f":"COUNTIF(K7:K458,\"АССД\")","v":143},{"$f":"COUNTIF(L7:L458,\"есть*\")","v":149},{"$f":"COUNTIF(M7:M458,\"сдавать\")","v":3}]
[null,null,null,null,null,null,null,null,null,null,"АССД неисп","раб"]
[null,null,null,null,null,null,null,null,null,null,{"$f":"COUNTIF(K7:K458,\"АССД/н\")","v":150},{"$f":"COUNTIF(L7:L458,\"есть+\")","v":52}]
[null,null,null,null,null,null,null,null,null,null,null,"не раб"]
[null,null,null,null,null,null,null,null,null,null,null,{"$f":"COUNTIF(L7:L458,\"есть/н\")","v":83}]

{"sheet":"ГВС_приборы","index":1,"n_rows":647,"n_cols":26,"rows_kept":647,"cut":false,"hidden":false,"merged":[[6,13,9,13],[5,8,5,16],[5,17,5,25],[6,0,9,0],[6,1,9,1],[6,2,9,2],[6,3,9,3],[6,4,9,4],[6,5,9,5],[6,6,9,6],[6,7,9,7],[6,8,9,8],[6,9,9,9],[6,10,9,10],[6,11,9,11],[6,12,9,12],[6,25,9,25],[6,14,9,14],[6,15,9,15],[6,16,9,16],[6,17,9,17],[6,18,9,18],[6,19,9,19],[6,20,9,20],[6,21,9,21],[6,22,9,22],[6,23,9,23],[6,24,9,24]]}
[null,"Ввод интервала","2023-01-01","2023-12-31"]
[]
[]
[]
[]
[null,null,null,null,null,null,null,null,"ОТОПЛЕНИЕ",null,null,null,null,null,null,null,null,"ГВС"]
["№","Адрес","Номер дома","Корпус","Модель","Зав. №","Дата поверки","Дата окончания поверки","УРЖ","УПР1","УПР2","Дата поверки","Дата окончания поверки","Термопреобразователи","Зав. №","Дата поверки","Дата окончания поверки","УРЖ","УПР1","УПР2","Дата поверки","Дата окончания поверки","Термопреобразователи","Зав. №","Дата поверки","Дата окончания поверки"]
[]
[]
[]
[1,2,3,4,5,6,7,8,9,10,11,"1900-01-11","1900-01-12",null,null,null,null,14,15,16,17,18]
[1,"Академика Харитона улица",1,null,"СТУ 1 мод.3",258,"2017-10-27","2021-10-27",null,null,null,null,null,null,null,null,null,null,665,null,"2017-10-27","2021-10-27","ТСП-Н",6367,"2017-08-21","2021-08-21"]
[2,"Академика Харитона улица",2,null,"СТУ 1 мод.3",259,"2017-10-27","2021-10-27",null,null,null,null,null,null,null,null,null,null,653,null,"2017-10-27","2021-10-27","ТСП-Н",6378,"2017-08-21","2021-08-21"]
[3,"Академика Харитона улица",3,null,"СТУ 1 мод.3",260,"2017-10-27","2021-10-27",null,null,null,null,null,null,null,null,null,null,667,null,"2017-10-27","2021-10-27","ТСП-Н",6376,"2017-08-21","2021-08-21"]
[null,"Академика Харитона улица","3отопл.",null,"СТУ-1 М3",662,"2020-07-15","2024-07-15",null,360,361,"2020-07-15","2024-07-15","ТСП-К","19-1000555","2020-04-09","2024-04-09"]
[4,"Академика Харитона улица",5,null,"СТУ 1 мод.3",210,"2021-12-02","2025-12-02",null,null,null,null,null,null,null,null,null,null,586,null,"2021-12-02","2025-12-02","ТСП-Н",6415,"2021-12-01","2025-12-01"]
[null,"Академика Харитона улица","5отопл.",null,"СТУ-1 М3",663,"2020-07-15","2024-07-15",null,362,363,"2020-07-15","2024-07-15","ТСП-К","19-1000684","2020-04-09","2024-04-09"]
[5,"Академика Харитона улица",6,null,"СТУ 1 мод.3",211,"2021-12-02","2025-12-02",null,null,null,null,null,null,null,null,null,null,587,null,"2021-12-02","2025-12-02","ТСП-Н",6400,"2021-12-01","2025-12-01"]
[6,"Академика Харитона улица",8,null,"СТУ 1 мод.3",451,"2018-10-23","2022-10-23",null,null,null,null,null,null,null,null,null,null,1102,1056,"2018-10-23","2022-10-23","ТСП-К",809169,"2018-09-18","2022-09-18"]
[7,"Академика Харитона улица",9,null,"СТУ 1 мод.3",373,"2018-10-01","2022-10-01",null,null,null,null,null,null,null,null,null,null,600,null,"2018-10-01","2022-10-01","ТСП-101",809031,"2018-09-19","2022-09-19"]
[8,"Академика Харитона улица",10,null,"СТУ 1 мод.3",261,"2017-10-27","2021-10-27",null,null,null,null,null,null,null,null,null,null,654,null,"2017-10-27","2021-10-27","ТСП-Н",6425,"2017-08-21","2021-08-21"]
[9,"Академика Харитона улица",11,null,"СТУ 1 мод.3",262,"2017-10-27","2021-10-27",null,null,null,null,null,null,null,null,null,null,645,null,"2017-10-27","2021-10-27","ТСП-Н",6407,"2017-08-21","2021-08-21"]
[10,"Академика Харитона улица",12,null,"СТУ 1 мод.3",269,"2017-10-27","2021-10-27",null,null,null,null,null,null,null,null,null,null,660,null,"2017-10-27","2021-10-27","ТСП-Н",6423,"2017-08-21","2021-08-21"]
[11,"Академика Харитона улица",13,null,"СТУ 1 мод.3",242,"2017-10-27","2021-10-27",null,null,null,null,null,null,null,null,null,null,634,null,"2017-10-27","2021-10-27","ТСПН",6406,"2017-08-21","2021-08-21"]
[12,"Академика Харитона улица",15,null,"СТУ 1 мод.3",243,"2017-10-27","2021-10-27",null,null,null,null,null,null,null,null,null,null,635,null,"2017-10-27","2021-10-27","ТСП-Н",6372,"2017-08-21","2021-08-21"]
[13,"Академика Харитона улица",16,null,"СТУ 1 мод.3",440,"2018-10-23","2022-10-23",null,null,null,null,null,null,null,null,null,null,1018,1019,"2018-10-23","2022-10-23","ТСП-К",809214,"2018-09-19","2022-09-19"]
[14,"Академика Харитона улица",18,null,"СТУ 1 мод.3",203,"2017-10-05","2021-10-05",null,null,null,null,null,null,null,null,null,null,525,526,"2017-10-05","2021-10-05","ТСП-Н",18920,"2017-08-21","2021-08-21"]
[16,"Академика Харитона улица",24,null,"СПТ 961",4540,"2019-11-11","2023-11-11",4522,1488,1489,"2019-05-04","2023-05-04","КТСПР-001","294201 г,х","2019-05-05","2022-05-04",3523,24,25,"2019-11-11","2023-11-11","КТСПР-001","293901 г,х","2019-11-11","2022-11-11"]
[17,"Академика Харитона улица",25,null,"СПТ 961",31050,"2017-11-24","2021-11-24",503,279,264,"2019-05-06","2023-05-05","КТСПР-001","1262 г,х","2019-11-11","2022-11-11",4525,1494,1495,"2019-05-04","2023-05-04","КТСПР-001","123300 г,х","2019-11-11","2022-11-11"]
[18,"Академика Харитона улица",1,2,null,null,null,null,null,null,null,null,null,null,null,null,null,2277,694,695,"2019-08-19","2023-08-19"]
[19,"Александровича улица",16,null,"СТУ 1 М3",371,"2018-10-01","2022-10-01",null,null,null,null,null,null,null,null,null,null,274,null,"2018-10-01","2022-10-01","ТСП-101",809022,"2018-09-12","2022-09-12"]
[20,"Александровича улица",19,null,"СПТ 944",4402,"2018-06-28","2022-06-04",null,711722,710245,"2018-07-12","2022-06-04","ТСП - К","801039 Г,Х","2018-07-27","2022-06-04",null,708083,708030,"2018-06-04","2022-06-04","ТСП - К","801056 Г,Х","2018-07-27","2022-06-04"]
[21,"Александровича улица",22,null,"СТУ - 1",238,"2017-10-27","2021-10-27",null,null,null,null,null,null,null,null,null,null,606,null,"2017-10-27","2021-10-27","ТСП -Н",6393,"2017-08-21","2021-08-21"]
[null,"Александровича улица","22отопл.",null,"СТУ-1М3",637,"2020-06-25","2024-06-25",null,270,271,"2020-06-25","2024-06-25","ТСП-К","19-1000325","2020-04-09","2024-04-09"]
[22,"Александровича улица",24,null,"СТУ -1",589,"2019-10-21","2023-10-21",null,null,null,null,null,null,null,null,null,null,909,null,"2019-10-21","2023-10-21","ТСП - Н",6370,"2021-12-01","2025-12-01"]
[null,"Александровича улица","24 отопл.",null,"СТУ — 1М2",4011,"2021-10-25","2025-10-25",null,234,235,"2021-10-25","2025-10-25","ТСП — К","20-02947","2021-05-27","2021-05-27"]
[23,"Александровича улица",25,null,"СТУ-1",197,"2021-12-02","2025-12-02",null,null,null,null,null,null,null,null,null,null,515,516,"2021-12-02","2025-12-02","КТСПТВ",388082,"2021-12-01","2025-12-01"]
[24,"Александровича улица",26,null,"СТУ - 1",215,"2021-12-02","2025-12-02",null,null,null,null,null,null,null,null,null,null,590,null,"2021-12-02","2025-12-02","ТСП - Н",6381,"2021-12-01","2025-12-01"]
[null,"Александровича улица","26отопл.",null,"СТУ-1М3",636,"2020-06-25","2024-06-25",null,268,269,"2020-06-25","2024-06-25","ТСП-К","19-1000743","2020-05-13","2024-05-13"]
[25,"Александровича улица",30,null,"СТУ-1 М3",408,"2018-10-02","2022-10-02",null,null,null,null,null,null,null,null,null,null,892,null,"2018-10-02","2022-10-02","ТСП-101",809010,"2018-09-12","2022-09-12"]
[null,"Александровича улица","30отопл.",null,"СТУ-1 М3",640,"2020-06-25","2024-06-25",null,276,277,"2020-06-25","2024-06-25","ТСП-К","19-1000785","2020-05-13","2024-05-13"]
[26,"Александровича улица",31,null,"СТУ-1",3158,"2020-09-30","2024-09-30",null,null,null,null,null,null,null,null,null,null,72,null,"2020-09-30","2024-09-30","ТСП-Н",2302,"2020-09-30","2024-09-30"]
[27,"Александровича улица",32,null,"СТУ-1",216,"2017-10-26","2021-10-26",null,null,null,null,null,null,null,null,null,null,591,null,"2021-12-02","2025-12-02","ТСП-Н",6431,"2021-12-01","2025-12-01"]
[null,"Александровича улица","32отопл.",null,"СТУ-1 М3",607,"2020-06-16","2024-06-16",null,209,210,"2020-06-16","2024-06-16","ТСП-К","19-1000801","2020-05-13","2024-05-13"]
[28,"Александровича улица",34,null,"СТУ-1",208,"2017-10-26","2021-10-26",null,null,null,null,null,null,null,null,null,null,582,null,"2021-12-02","2025-12-02","ТСП-Н",6414,"2021-12-01","2025-12-01"]
[null,"Александровича улица","34отопл.",null,"СТУ-1М3",626,"2020-06-25","2024-06-25",null,247,248,"2020-06-25","2024-06-25","ТСП-К","19-1000807","2020-05-13","2024-05-13"]
[29,"Александровича улица",35,null,"СТУ-1",198,"2021-12-02","2025-12-02",null,null,null,null,null,null,null,null,null,null,517,518,"2021-12-02","2025-12-02","ТСП-Н",18912,"2021-12-01","2025-12-01"]
[30,"Александровича улица",39,null,"СТУ-1 М3",407,"2018-10-02","2022-10-02",null,null,null,null,null,null,null,null,null,null,891,null,"2018-10-02","2022-10-02","ТСП-101",809013,"2018-09-12","2022-09-12"]
[null,"Александровича улица","39отопл.",null,"СТУ-1М3",609,"2020-06-16","2024-06-16",null,213,214,"2020-06-16","2024-06-16","ТСП-К","19-1000784","2020-05-13","2024-05-13"]
[31,"Александровича улица",41,null,"СТУ-1 М3",450,"2018-10-23","2022-10-23",null,null,null,null,null,null,null,null,null,null,1101,1131,"2018-10-23","2022-10-23","ТСП-К",809210,"2018-09-19","2022-09-19"]
[32,"Александровича улица",43,null,"СТУ-1",202,"2021-12-02","2025-12-02",null,null,null,null,null,null,null,null,null,null,523,524,"2021-12-02","2025-12-02","ТСП-Н",18905,"2021-12-01","2025-12-01"]
[33,"Арзамасская улица","1 Уз.1",null,"СТУ-1 М3",532,"2019-09-27","2023-09-27",null,712,713,"2019-09-27","2023-09-27","ТСП-К",1900384,"2019-09-19","2023-09-19",null,659,null,"2019-09-27","2023-09-27","ТСП",1900008,"2019-09-20","2023-09-20"]
[null,"Арзамасская улица","1 Уз.2",null,"СТУ-1 М3",576,"2019-10-16","2023-10-16",null,814,815,"2019-10-16","2023-10-16","ТСП-К",1900379,"2019-09-19","2023-09-19"]
[34,"Арзамасская улица","2 Уз.1",null,"СТУ-1 М3",547,"2019-09-27","2023-09-27",null,743,744,"2019-09-27","2023-09-27","ТСП-К",191000072,"2019-10-01","4917-03-26",null,793,null,"2019-09-27","2023-09-27","ТСП-К",1900495,"2019-09-20","2023-09-20"]
[null,"Арзамасская улица","2 Уз.2",null,"СТУ-1 М3",575,"2019-10-16","2023-10-16",null,812,813,"2019-10-16","2023-10-16","ТСП-К",1900787,"2019-09-19","2023-09-19"]
[35,"Березовая улица",4,"А","СПТ 961.2",27296,"2019-11-11","2023-11-11",594,1011,1012,"2019-11-11","2021-11-11","КТСПР-001",130,"2019-07-10","2023-07-10",3603,409,410,"2019-07-12","2023-07-12","ТСП-К",134,"2019-07-10","2023-07-10"]
[36,"Березовая улица",4,"Г","СПТ 961",4572,"2019-11-11","2023-11-11",592,1015,1016,"2019-11-11","2021-11-11","КТСПР-001",460100,"2019-05-05","2022-05-05",183,1017,1018,"2019-05-06","2023-05-06","КТСПР-001",457200,"2019-05-05","2022-05-05"]
[37,"Березовая улица",8,null,"СПТ 961",17899,"2019-05-05","2023-05-05",3703,915,916,"2019-10-21","2023-10-21","КТСПР-001",458305,"2017-07-22","2021-07-22",3709,895,896,"2019-10-21","2023-10-21","КТСПР-001",505102,"2020-07-07","2024-07-07"]
[38,"Березовая улица",12,null,"СПТ 961.2",23721,"2017-04-16","2021-04-16",502,null,null,"2019-05-16","2023-05-16","КТСПР-001",16027,"2019-05-04","2023-05-04",505,1136,1147,"2019-05-06","2023-05-06","КТСПР-001",459305,"2019-05-03","2022-05-03"]
[39,"Березовая улица",14,null,"СПТ-961.2",32722,"2019-08-30","2023-08-30",387,65,1532,"2019-11-11","2023-11-11","КТСПР-001",485006,"2019-05-04","2022-05-04",459,1260,1262,"2019-11-11","2023-11-11","КТСПР-001",482406,"2019-05-04","2022-05-04"]
[40,"Бессарабенко улица",1,null,"СТУ-1",205,"2021-12-02","2025-12-02",null,null,null,null,null,null,null,null,null,null,564,565,"2021-12-02","2025-12-02","КТСП-Н",18901,"2021-12-01","2025-12-01"]
[41,"Бессарабенко улица",2,null,null,null,null,null,null,null,null,null,null,null,null,null,null,2300,747,751,"2019-08-06","2023-08-06"]
[null,"Бессарабенко улица","2отопл.",null,"СТУ-1М3",610,"2020-06-16","2024-06-16",null,215,216,"2020-06-16","2024-06-16","ТСП-К","19-1000624","2020-04-28","2024-04-28"]
[42,"Бессарабенко улица",3,null,null,null,null,null,null,null,null,null,null,null,null,null,null,2309,777,291,"2019-08-29","2023-08-29"]
[43,"Бессарабенко улица","4","1 Уз.1","СТУ-1М3",368,"2018-10-23","2022-10-23",null,null,null,null,null,null,null,null,null,null,1107,1052,"2018-10-23","2022-10-23","ТСП-К",809029,"2018-08-16","2022-08-16"]
[null,"Бессарабенко улица","4","1 Уз.2",null,null,null,null,null,null,null,null,null,null,null,null,null,null,1108,1053,"2018-10-23","2022-10-23","ТСП-К",809176,"2018-08-16","2022-08-16"]
[null,"Бессарабенко улица","4","1 Уз.3","СТУ-1 М3",426,"2018-10-22","2022-10-22",null,null,null,null,null,null,null,null,null,null,975,995,"2018-10-22","2022-10-22","ТСП-К",809072,"2018-09-11","2022-09-11"]
[44,"Бессарабенко улица","4","2 Уз.1","СТУ-1 М3",351,"2018-10-03","2022-10-03",null,null,null,null,null,null,null,null,null,null,754,755,"2018-10-03","2022-10-03","ТСП-К",809166,"2018-09-18","2022-09-18"]
[null,"Бессарабенко улица","4","2 Уз.2",null,null,null,null,null,null,null,null,null,null,null,null,null,null,756,757,"2018-10-03","2022-10-03","ТСП-К",809222,"2018-09-18","2022-09-18"]
[45,"Бессарабенко улица",6,null,null,null,null,null,null,null,null,null,null,null,null,null,null,2298,745,144,"2019-08-29","2023-08-29"]
[null,"Бессарабенко улица","6отопл.",null,"СТУ-1 М3",605,"2020-06-16","2024-06-16",null,205,206,"2020-06-16","2024-06-16","ТСП-К","19-1000750","2020-05-13","2024-05-13"]
[46,"Бессарабенко улица",7,null,null,null,null,null,null,null,null,null,null,null,null,null,null,2310,434,438,"2019-09-17","2023-09-17"]
[47,"Бессарабенко улица",8,null,null,null,null,null,null,null,null,null,null,null,null,null,null,2358,856,857,"2019-09-17","2023-09-17"]
[null,"Бессарабенко улица","8отопл.",null,"СТУ-1М3",606,"2020-06-16","2024-06-16",null,207,208,"2020-06-16","2024-06-16","ТСП-К","19-1000806","2020-05-13","2024-05-13"]
[48,"Бессарабенко улица",10,null,"СТУ-1 М3",421,"2018-10-22","2022-10-22",null,null,null,null,null,null,null,null,null,null,971,968,"2018-10-22","2022-10-22","ТСП-К",809170,"2018-09-18","2022-09-18"]
[49,"Бессарабенко улица",11,null,null,null,null,null,null,null,null,null,null,null,null,null,null,2291,717,732,"2019-08-06","2023-08-06"]
[50,"Бессарабенко улица",12,null,null,null,null,null,null,null,null,null,null,null,null,null,null,2294,720,735,"2019-08-06","2023-08-06"]
[51,"Бессарабенко улица",14,null,null,null,null,null,null,null,null,null,null,null,null,null,null,2320,782,783,"2019-08-15","2023-08-15"]
[null,"Бессарабенко улица","14отопл",null,"СТУ-1 М3",604,"2020-06-16","2024-06-16",null,203,204,"2020-06-16","2024-06-16","ТСП-К","19-1000793","2020-05-13","2024-05-13"]
[52,"Бессарабенко улица",15,null,null,null,null,null,null,null,null,null,null,null,null,null,null,2357,854,855,"2019-10-07","2023-10-07"]
[53,"Бессарабенко улица",17,null,null,null,null,null,null,null,null,null,null,null,null,null,null,2371,893,894,"2019-10-07","2023-10-07"]
[54,"Бессарабенко улица",19,null,null,null,null,null,null,null,null,null,null,null,null,null,null,2361,862,863,"2019-10-07","2023-10-07"]
[55,"Вити Коробкова улица",4,null,"СТУ-1",3183,"2020-07-06","2024-07-06",null,null,null,null,null,null,null,null,null,null,182,null,"2020-07-06","2024-07-06","ТСП-Н",2239,"2020-07-07","2022-07-07"]
[null,null,"4отопл.",null,"СТУ — 1М2",3986,"2021-10-20","2125-10-20",null,439,440,"2021-10-20","2025-10-20","ТСП — К","20-02897","2021-05-26","2025-05-26"]
[56,"Гагарина улица",1,null,"СТУ-1",3182,"2020-07-06","2024-07-06",null,null,null,null,null,null,null,null,null,null,71,null,"2020-07-06","2024-07-06","ТСП-Н",2232,"2020-07-07","2022-07-07"]
[57,"Гагарина улица",5,null,"СТУ-1",3156,"2020-07-06","2024-07-06",null,null,null,null,null,null,null,null,null,null,68,null,"2020-07-06","2024-07-06","ТСП-Н",2304,"2020-07-07","2022-07-07"]
[58,"Гагарина улица",7,null,"СТУ-1",3188,"2020-07-06","2024-07-06",null,null,null,null,null,null,null,null,null,null,187,null,"2020-07-06","2024-07-06","ТСП-Н",2311,"2020-07-07","2022-07-07"]
[59,"Гагарина улица",8,null,"СТУ-1",3213,"2020-07-06","2024-07-06",null,null,null,null,null,null,null,null,null,null,236,null,"2020-07-06","2024-07-06","ТСП-Н",4111,"2020-07-07","2022-07-07"]
[60,"Гагарина улица",10,"отопл","СТУ-1 М3",554,"2019-10-08","2023-10-08",null,826,827,"2019-10-08","2023-10-08","ТСП-К",191000044,"2019-09-30","2023-09-30"]
[61,"Гагарина улица",11,null,"СТУ-1",3178,"2020-07-06","2024-07-06",null,null,null,null,null,null,null,null,null,null,42,null,"2020-07-06","2024-07-06","ТСП-Н",2208,"2020-07-07","2022-07-07"]
[62,"Гагарина улица",12,null,"СТУ-1",695,"2020-10-09","2024-10-09",null,null,null,null,null,null,null,null,null,null,184,null,"2020-10-09","2024-10-09","ТСП-Н",2227,"2020-07-06","2022-07-06"]
[63,"Гагарина улица",15,null,"СТУ-1",3179,"2020-07-06","2024-07-06",null,null,null,null,null,null,null,null,null,null,44,null,"2020-07-06","2024-07-06","ТСП-Н",2215,"2020-07-07","2022-07-07"]
[64,"Гагарина улица",17,null,"СТУ-1",3214,"2020-07-06","2024-07-06",null,null,null,null,null,null,null,null,null,null,237,null,"2020-07-06","2024-07-06","ТСП-Н",2322,"2020-07-07","2022-07-07"]
[65,"Гагарина улица",18,null,"СТУ-1",3149,"2020-07-06","2024-07-06",null,null,null,null,null,null,null,null,null,null,54,null,"2020-07-06","2024-07-06","ТСП-Н",2306,"2020-07-07","2022-07-07"]
[66,"Гагарина улица",19,null,"СТУ-1",3191,"2020-07-06","2024-07-06",null,null,null,null,null,null,null,null,null,null,190,null,"2020-07-06","2024-07-06","ТСП-Н",2221,"2020-07-07","2022-07-07"]
[67,"Гагарина улица",21,null,"СТУ-1",3235,"2020-07-06","2024-07-06",null,null,null,null,null,null,null,null,null,null,230,null,"2020-07-06","2024-07-06","ТСП-Н",2325,"2020-07-07","2022-07-07"]
[68,"Гагарина улица",23,null,"СТУ-1",3236,"2020-07-06","2024-07-06",null,null,null,null,null,null,null,null,null,null,231,null,"2020-07-06","2024-07-06","ТСП-Н",2220,"2020-07-07","2022-07-07"]
[69,"Гагарина улица",24,null,"СТУ-1",3193,"2020-07-06","2024-07-06",null,null,null,null,null,null,null,null,null,null,192,null,"2020-07-06","2024-07-06","ТСП-Н",2229,"2020-07-07","2022-07-07"]
[70,"Гагарина улица",25,null,"СТУ-1",3199,"2020-07-06","2024-07-06",null,null,null,null,null,null,null,null,null,null,198,null,"2020-07-06","2024-07-06","ТСП-Н",2313,"2020-07-07","2022-07-07"]
[71,"Герцена улица",9,"ТУ-6"]
[72,"Герцена улица",14,null,"СТУ-1 М3",411,"2018-10-22","2022-10-22",null,null,null,null,null,null,null,null,null,null,901,902,"2018-10-22","2022-10-22","ТСП-К",809205,"2018-09-18","2022-09-18"]
[73,"Герцена улица",16,null,null,null,null,null,null,null,null,null,null,null,null,null,null,2313,763,764,"2019-12-09","2023-12-09"]
[74,"Герцена улица",20,null,null,null,null,null,null,null,null,null,null,null,null,null,null,2329,796,797,"2019-12-06","2023-12-06"]
[75,"Гоголя улица","4 Уз.1",null,"СТУ-1 М3",332,"2018-10-04","2022-10-04",null,null,null,null,null,null,null,null,null,null,508,500,"2018-10-04","2022-10-04","ТСП-К",809190,"2018-09-18","2022-09-18"]
[null,null,"4 Уз.2",null,null,null,null,null,null,null,null,null,null,null,null,null,null,null,505,497,"2018-10-04","2022-10-04","ТСП-К",809172,"2018-09-18","2022-09-18"]
[76,"Гоголя улица",6,"а",null,null,null,null,null,null,null,null,null,null,null,null,null,2322,786,787,"2019-12-09","2023-12-09"]
[77,"Гоголя улица",8,null,null,null,null,null,null,null,null,null,null,null,null,null,null,2323,788,789,"2019-12-09","2023-12-09"]
[78,"Гоголя улица",16,null,"СПТ 961",11353,"2019-11-11","2023-11-11",4520,1052,1053,"2019-05-04","2023-05-04","КТСПР-001",607305,"2019-05-05","2023-05-05",4485,1028,1029,"2019-05-05","2023-05-05","КТСПР-001",607605,"2019-05-05","2023-05-05"]
[79,"Гоголя улица",18,null,"СПТ 961",16954,"2017-05-29","2021-05-29",4483,463,464,"2019-05-05","2023-05-05","КТСПР-001",292901,"2019-05-05","2023-05-05",4464,465,466,"2019-05-05","2023-05-05","КТСПР-001",291201,"2019-05-05","2022-05-05"]
[80,"Гоголя улица",20,null,"СПТ 961",17870,"2019-05-04","2023-05-04",4510,467,468,"2019-05-04","2023-05-04","КТСПР-001",16035,"2019-05-04","2023-05-04",4523,469,470,"2019-05-06","2023-05-06","КТСПР-001",16034,"2019-05-04","2023-05-04"]
[81,"Давиденко улица",6,null,null,null,null,null,null,null,null,null,null,null,null,null,null,2306,774,773,"2019-10-17","2023-10-17"]
[82,"Давиденко улица",12,null,null,null,null,null,null,null,null,null,null,null,null,null,null,2311,444,706,"2019-10-07","2023-10-07"]
[83,"Дзержинского улица",2,null,"СТУ-1",3219,"2020-07-06","2024-07-06",null,null,null,null,null,null,null,null,null,null,242,null,"2020-07-06","2024-07-06","ТСП-Н",2233,"2020-07-07","2022-07-07"]
[null,null,"2отопл.",null,"СТУ-1М2",3972,"2021-10-20","2025-10-20",null,410,411,"2021-10-20","2025-10-20","ТСП — К","20-02946","2021-05-27","2025-05-27"]
[84,"Дзержинского улица",3,null,"СТУ-1",3215,"2020-07-06","2024-07-06",null,null,null,null,null,null,null,null,null,null,238,null,"2020-07-06","2024-07-06","ТСП-Н",2319,"2020-07-07","2022-07-07"]
[null,null,"3отопл.",null,"СТУ-1М2",4018,"2021-10-25","2025-10-25",null,226,227,"2021-10-25","2025-10-25","ТСП — К","20-02931","2021-05-26","2025-05-26"]
[85,"Дзержинского улица",4,null,"СТУ-1",3217,"2020-07-06","2024-07-06",null,null,null,null,null,null,null,null,null,null,240,null,"2020-07-06","2024-07-06","ТСП-Н",2327,"2020-07-07","2022-07-07"]
[86,"Дзержинского улица",5,null,"СТУ-1",3216,"2020-07-06","2024-07-06",null,null,null,null,null,null,null,null,null,null,239,null,"2020-07-06","2024-07-06","ТСП-Н",2314,"2020-07-07","2022-07-07"]
[87,"Дзержинского улица",6,null,"СТУ-1",3153,"2020-07-06","2024-07-06",null,null,null,null,null,null,null,null,null,null,62,null,"2020-07-06","2024-07-06","ТСП-Н",4083,"2020-07-07","2022-07-07"]
[88,"Дзержинского улица",7,null,"СТУ-1",3211,"2020-07-06","2024-07-06",null,null,null,null,null,null,null,null,null,null,234,null,"2020-07-06","2024-07-06","ТСП-Н",2235,"2020-07-07","2022-07-07"]
[89,"Дзержинского улица",8,null,"СТУ-1 М3",387,"2018-10-01","2022-10-01",null,null,null,null,null,null,null,null,null,null,871,null,"2018-10-01","2022-10-01","ТСП-101",809046,"2018-09-19","2022-09-19"]
[90,"Дзержинского улица",9,null,"СТУ-1",3172,"2020-07-06","2024-07-06",null,null,null,null,null,null,null,null,null,null,293,null,"2020-07-06","2024-07-06","ТСП-Н",2301,"2020-07-07","2022-07-07"]
[91,"Дзержинского улица",11,null,"СТУ-1",3218,"2020-07-06","2024-07-06",null,null,null,null,null,null,null,null,null,null,241,null,"2020-07-06","2024-07-06","ТСП-Н",2214,"2020-07-07","2022-07-07"]
[92,"Дзержинского улица",13,null,"СТУ-1",3220,"2020-07-06","2024-07-06",null,null,null,null,null,null,null,null,null,null,243,null,"2020-07-06","2024-07-06","ТСП-Н",2324,"2020-07-07","2022-07-07"]
[93,"Духова улица",1,null,"СТУ-1",209,"2021-12-02","2025-12-02",null,null,null,null,null,null,null,null,null,null,584,585,"2021-12-02","2025-12-02","ТСП-Н",18902,"2021-12-01","2025-12-01"]
[94,"Духова улица",3,null,"СТУ-1 М3",427,"2018-10-22","2022-10-22",null,null,null,null,null,null,null,null,null,null,996,997,"2018-10-22","2022-10-22","ТСП-К",809218,"2018-09-19","2022-09-19"]
[null,null,"3отопл.",null,"СТУ-1М2",4010,"2021-10-24","2025-10-24",null,232,233,"2021-10-24","2025-10-24","ТСП — К","20-02896","2021-05-26","2025-05-26"]
[95,"Духова улица",4,null,"СТУ-1 М3",405,"2018-10-02","2022-10-02",null,null,null,null,null,null,null,null,null,null,889,null,"2018-10-02","2022-10-02","ТСП-К",809041,"2018-09-19","2022-09-19"]
[96,"Духова улица",7,null,"СТУ-1М3",428,"2018-10-22","2022-10-22",null,null,null,null,null,null,null,null,null,null,998,999,"2018-10-22","2022-10-22","ТСП-К",809225,"2018-09-19","2022-09-19"]
[97,"Духова улица",8,null,"СТУ-1М3",403,"2018-10-02","2022-10-02",null,null,null,null,null,null,null,null,null,null,887,null,"2018-10-02","2022-10-02","ТСП-101",809017,"2018-09-12","2022-09-12"]
[98,"Духова улица",9,null,"СТУ-1",235,"2017-10-27","2021-10-27",null,null,null,null,null,null,null,null,null,null,603,null,"2017-10-26","2021-10-26","ТСП-Н",6419,"2017-08-21","2021-08-21"]
[99,"Духова улица",12,null,"СТУ-1 М3",402,"2018-10-02","2022-10-02",null,null,null,null,null,null,null,null,null,null,881,null,"2018-10-02","2022-10-02","ТСП",809036,"2018-09-19","2022-09-19"]
[100,"Зернова улица",2,null,"СТУ1 М3",521,"2019-09-13","2023-09-13",null,637,638,"2019-09-13","2023-09-13","ТСП-К",1900370,"2019-09-19","2023-09-19",null,649,null,"2019-09-13","2023-09-13","ТСП",1900003,"2019-09-20","2023-09-20"]
[101,"Зернова улица",4,null,"СТУ1 М3",520,"2019-09-13","2023-09-13",null,635,636,"2019-09-13","2023-09-13","ТСП-К",1900784,"2019-09-19","2023-09-19",null,648,null,"2019-09-13","2023-09-13","ТСП",1900492,"2019-09-20","2023-09-20"]
[102,"Зернова улица",6,null,"СТУ-1 М3",513,"2019-09-13","2023-09-13",null,169,1483,"2019-09-13","2023-09-13","ТСП-К",1900356,"2019-09-19","2023-09-19",null,60,null,"2019-09-13","2023-09-13","ТСП",1900501,"2019-09-20","2023-09-20"]
[103,"Зернова улица",8,null,"СТУ1 М3",519,"2019-09-13","2023-09-13",null,257,258,"2019-09-13","2023-09-13","ТСП-К",1900352,"2019-09-19","19.090.2023",null,647,null,"2019-09-13","2023-09-13","ТСП",1900509,"2019-09-20","2023-09-20"]
[104,"Зернова улица",10,null,"СТУ1 М3",528,"2019-09-18","2023-09-18",null,704,705,"2019-09-18","2023-09-18","ТСП-К",1900389,"2019-09-19","2023-09-19",null,654,null,"2019-09-18","2023-09-18","ТСП",1900012,"2019-09-20","2023-09-20"]
[105,"Зернова улица",12,null,"СТУ1 М3",514,"2019-09-13","2023-09-13",null,9,10,"2019-09-13","2023-09-13","ТСП-К",1900386,"2019-09-19","2023-09-19",null,356,null,"2019-09-13","2023-09-13","ТСП",1900498,"2019-09-20","2023-09-20"]
[106,"Зернова улица",14,null,"СТУ-1 М3",529,"2019-09-18","2023-09-18",null,706,707,"2019-09-18","2023-09-18","ТСП-К",1900353,"2019-09-19","2023-09-19",null,655,null,"2019-09-18","2023-09-18","ТСП",903004,"2019-09-17","2023-09-17"]
[107,"Зернова улица",16,null,"СТУ1 М3",522,"2019-09-13","2023-09-13",null,639,640,"2019-09-13","2023-09-13","ТСП-К",1900272,"2019-09-24","2023-09-24",null,650,null,"2019-09-13","2023-09-13","ТСП",1900511,"2019-09-20","2023-09-20"]
[108,"Зернова улица",18,null,"СТУ1 М3",523,"2019-09-13","2023-09-13",null,643,644,"2019-09-13","2023-09-13","ТСП-К",1900270,"2019-09-24","2023-09-24",null,651,null,"2019-09-13","2023-09-13","ТСП",905022,"2019-09-17","2023-09-17"]
[109,"Зернова улица",28,null,"СТУ1 М3",524,"2019-09-13","2023-09-13",null,641,642,"2019-09-13","2023-09-13","ТСП-К",1900269,"2019-09-24","2023-09-24",null,652,null,"2019-09-13","2023-09-13","ТСП",1900510,"2019-09-20","2023-09-20"]
[110,"Зернова улица",30,null,"СТУ1 М3",530,"2019-09-18","2023-09-18",null,708,709,"2019-09-18","2023-09-18","ТСП-К",1900378,"2019-09-19","2023-09-19",null,657,null,"2019-09-18","2023-09-18","ТСП",1900004,"2019-09-20","2023-09-20"]
[111,"Зернова улица",32,null,"СТУ1 М3",525,"2019-09-13","2023-09-13",null,645,646,"2019-09-13","2023-09-13","ТСП-К",1900271,"2019-09-24","2023-09-24",null,653,null,"2019-09-13","2023-09-13","ТСП",1900494,"2019-09-20","2023-09-20"]
[112,"Зернова улица",35,null,"СТУ-1 М3",527,"2019-09-13","2023-09-13",null,677,678,"2019-09-13","2023-09-13","ТСП-К",1900377,"2019-09-19","2023-09-19"]
[113,"Зернова улица","36 Уз.1",null,"СТУ1 М3",533,"2019-09-27","2023-09-27",null,714,718,"2019-09-27","2023-09-27","ТСП-К",1900380,"2019-09-19","2023-09-19",null,661,null,"2019-09-27","2023-09-27","ТСП",1900011,"2019-09-20","2023-09-20"]
[null,null,"36 Уз.2",null,"СТУ1 М3",540,"2019-09-27","2023-09-27",null,729,730,"2019-09-27","2023-09-27","ТСП-К",1900383,"2019-09-19","2023-09-19",null,768,null,"2019-09-27","2023-09-27","ТСП",1900009,"2019-09-20","2023-09-20"]
[114,"Зернова улица",38,null,"СТУ1 М3",531,"2019-09-18","2023-09-18",null,710,711,"2019-09-18","2023-09-18","ТСП-К",1900363,"2019-09-19","2023-09-19",null,658,null,"2029-09-18","2023-09-18","ТСП",903002,"2019-09-17","2023-09-17"]
[115,"Зернова улица",40,null,"СТУ1 М3",541,"2019-09-27","2023-09-27",null,731,732,"2019-09-27","2023-09-27","ТСП-К",1900358,"2019-09-19","2023-09-19",null,769,null,"2019-09-27","2023-09-27","ТСП",1900500,"2019-09-20","2023-09-20"]
[116,"Зернова улица",41,null,"СТУ-1 М3",526,"2019-09-13","2023-09-13",null,675,676,"2019-09-13","2023-09-13","ТСП-К",1900375,"2019-09-19","2023-09-19"]
[117,"Зернова улица","42 Уз2",null,"СТУ1 М3",539,"2019-09-27","2023-09-27",null,727,728,"2019-09-27","2023-09-27","ТСП-К",1900354,"2019-09-19","2023-09-19",null,761,null,"2019-09-27","2023-09-27","ТСП",905020,"2019-09-17","2023-09-17"]
[null,null,"42 Уз1",null,"СТУ1 М3",580,"2019-10-16","2023-10-16",null,782,783,"2019-10-16","2023-10-16","ТСП-К",1900907,"2019-09-19","2023-09-19"]
[118,"Зернова улица",44,null,"СТУ1 М3",538,"2019-09-27","2023-09-27",null,721,722,"2019-09-27","2023-09-27","ТСП-К",1900367,"2019-09-19","2023-09-19",null,760,null,"2019-09-27","2023-09-27","ТСП",1900506,"2019-09-20","2023-09-20"]
[119,"Зернова улица",45,null,"СТУ-1 М3",545,"2019-09-27","2023-09-27",null,739,740,"2019-09-27","2023-09-27","ТСП-К",1900374,"2019-09-19","2023-09-19",null,791,null,"2019-09-27","2023-09-27","ТСП",1900507,"2019-09-20","2023-09-20"]
[120,"Зернова улица",46,null,"СТУ1 М3",544,"2019-09-27","2023-09-27",null,737,738,"2019-09-27","2023-09-27","ТСП-К",1900362,"2019-09-19","2023-09-19",null,790,null,"2019-09-27","2023-09-27","ТСП",1900505,"2019-09-20","2023-09-20"]
[121,"Зернова улица","48 Уз.1",null,"СТУ1 М3",543,"2019-09-27","2023-09-27",null,735,736,"2019-09-27","2023-09-27","ТСП-К",1900385,"2019-09-19","2023-09-19",null,765,null,"2019-09-27","2023-09-27","ТСП",903003,"2019-09-17","2023-09-17"]
[null,null,"48 Уз.2",null,"СТУ1 М3",582,"2019-10-16","2023-10-16",null,800,801,"2019-10-16","2023-10-16","ТСП-К",1900906,"2019-09-19","2023-09-19"]
[122,"Зернова улица","50 Уз.1",null,"СТУ1 М3",579,"2019-09-30","2023-09-30",null,775,776,"2019-09-30","2023-09-30","ТСП-К",191000042,"2019-09-30","2023-09-30",null,766,null,"2019-09-30","2023-09-30","ТСП",1900503,"2019-09-20","2023-09-20"]
[null,null,"50 Уз.2",null,"СТУ1 М3",552,"2019-10-16","2023-10-16",null,781,819,"2019-10-16","2023-10-16","ТСП-К",191000053,"2019-09-30","2023-09-30"]
[123,"Зернова улица",52,null,"СТУ1 М3",542,"2019-09-27","2023-09-27",null,733,734,"2019-09-27","2023-09-27","ТСП-К",1900381,"2019-09-19","2023-09-19",null,764,null,"2019-09-27","2023-09-27","ТСП",1900013,"2019-09-20","2023-09-20"]
[124,"Зернова улица",54,null,"СТУ1 М3",551,"2019-09-27","2023-09-27",null,772,774,"2019-09-27","2023-09-27","ТСП-К",1900273,"2019-09-24","2023-09-24",null,797,null,"2019-09-27","2023-09-27","ТСП",1900001,"2019-09-20","2023-09-20"]
[125,"Зернова улица",55,null,"СТУ1 М3",548,"2019-09-27","2023-09-27",null,745,746,"2019-09-27","2023-09-27","ТСП-К",1900382,"2019-09-19","2023-09-19",null,794,null,"2019-09-27","2023-09-27","ТСП",1900005,"2019-09-20","2023-09-20"]
[126,"Зернова улица",56,null,"СТУ1 М3",546,"2019-09-27","2023-09-27",null,741,742,"2019-09-27","2023-09-27","ТСП-К",1900364,"2019-09-19","2023-09-19",null,792,null,"2019-09-27","2023-09-27","ТСП",1900502,"2019-09-20","2023-09-20"]
[127,"Зернова улица",57,null,"СТУ1 М3",550,"2019-09-27","2023-09-27",null,770,771,"2019-09-27","2023-09-27","ТСП-К",1900366,"2019-09-19","2023-09-19",null,796,null,"2019-09-27","2023-09-27","ТСП",1900504,"2019-09-20","2023-09-20"]
[128,"Зернова улица",59,null,"СТУ1 М3",549,"2019-09-27","2023-09-27",null,747,748,"2019-09-27","2023-09-27","ТСП-К",1900376,"2019-09-19","2023-09-19",null,795,null,"2019-09-27","2023-09-27","ТСП",1900499,"2019-09-20","2023-09-20"]
[129,"Казамазова улица",6,null,null,null,null,null,null,null,null,null,null,null,null,null,null,2319,780,781,"2019-10-07","2023-10-07"]
[130,"Казамазова","7 Уз.1",null,"СТУ-1 М3",334,"2018-10-04","2022-10-04",null,null,null,null,null,null,null,null,null,null,561,553,"2018-10-04","2022-10-04","ТСП-К",809179,"2018-09-18","2022-09-18"]
[null,null,"7 Уз.2",null,null,null,null,null,null,null,null,null,null,null,null,null,null,null,556,558,"2018-10-04","2022-10-04","ТСП-К",809174,"2018-09-18","2022-09-18"]
[131,"Казамазова улица",8,null,null,null,null,null,null,null,null,null,null,null,null,null,null,2346,830,835,"2019-11-05","2023-11-05"]
[132,"Казамазова улица","9 Уз.1",null,"СТУ-1 М3",326,"2018-10-04","2022-10-04",null,null,null,null,null,null,null,null,null,null,468,478,"2018-10-04","2022-10-04","ТСП-К",809163,"2018-09-17","2022-09-17"]
[null,null,"9 Уз.2",null,null,null,null,null,null,null,null,null,null,null,null,null,null,null,479,480,"2018-10-04","2022-10-04","ТСП-К",809146,"2018-09-17","2022-09-17"]
[133,"Казамазова улица",10,null,null,null,null,null,null,null,null,null,null,null,null,null,null,2330,798,799,"2019-11-05","2023-11-05"]
[134,"Казамазова улица",11,null,"СТУ-1 М3",415,"2018-10-22","2022-10-22",null,null,null,null,null,null,null,null,null,null,898,906,"2018-10-22","2022-10-22","ТСП-К",809162,"2018-09-17","2022-09-17"]
[135,"Карла Маркса улица",1,null,"СТУ-1",507,"2019-11-11","2023-11-11",null,null,null,null,null,null,null,null,null,null,593,null,"2019-11-11","11.112023","ТСП-Н",6391,"2017-08-21","2021-08-21"]
[136,"Карла Маркса улица",2,null,"СТУ-1",219,"2021-12-02","2025-12-02",null,null,null,null,null,null,null,null,null,null,594,null,"2021-12-02","2025-12-02","ТСП-Н",6374,"2021-12-01","2025-12-01"]
[137,"Карла Маркса улица","4",null,"СТУ1 М3",231,"2017-10-27","2021-10-27",null,null,null,null,null,null,null,null,null,null,599,null,"2017-10-27","2021-10-27","ТСП-Н",6383,"2017-08-21","2021-08-21"]
[null,null,"4отопл.",null,"СТУ-1М3",642,"2020-06-25","2024-06-25",null,280,281,"2020-06-25","2024-06-25","ТСП-К","19-1000851","2020-04-09","2020-04-09"]
[138,"Карла Маркса улица",6,null,"СТУ-1 М3",401,"2018-10-02","2022-10-02",null,null,null,null,null,null,null,null,null,null,880,null,"2018-10-02","2022-10-02","ТСП-101",809008,"2018-09-12","2022-09-12"]
[null,null,"6отопл.",null,"СТУ-1 М3",633,"2020-06-25","2024-06-25",null,261,262,"2020-06-25","2024-06-25","ТСП-К","19-1000790","2020-05-13","2024-05-13"]
[139,"Карла Маркса улица",8,null,"СТУ-1",227,"2021-12-02","2025-12-02",null,null,null,null,null,null,null,null,null,null,597,null,"2021-12-02","2025-12-02","ТСП-Н",6377,"2021-12-01","2025-12-01"]
[null,null,"8отопл.",null,"СТУ-1М3",632,"2020-06-25","2024-06-25",null,259,260,"2020-06-25","2024-06-25","ТСП-К","19-1000791","2020-05-13","2024-05-13"]
[140,"Карла Маркса улица","10",null,"СТУ-1 М3",230,"2021-12-02","2025-12-02",null,null,null,null,null,null,null,null,null,null,598,null,"2021-12-02","2025-12-02","ТСП-Н",6385,"2021-12-01","2025-12-01"]
[null,null,"10отопл.",null,"СТУ-1 М3",653,"2020-07-15","2024-07-15",null,308,309,"2020-07-15","2024-07-15","ТСП-К","19-1000658","2020-04-09","2024-04-09"]
[141,"Куйбышева улица",4,null,"СТУ-1 М3",400,"2018-10-02","2022-10-02",null,null,null,null,null,null,null,null,null,null,886,null,"2018-10-02","2022-10-02","ТСП-101",809026,"2018-09-18","2022-09-18"]
[null,null,"4отопл.",null,"СТУ-1 М3",657,"2020-07-15","2024-07-15",null,316,317,"2020-07-15","2024-07-15","ТСП-К","19-00326","2020-04-09","2024-04-09"]
[142,"Куйбышева улица",5,null,"СТУ-1",190,"2021-12-02","2025-12-02",null,null,null,null,null,null,null,null,null,null,492,493,"2021-12-02","2025-12-02","ТСП-Н",18911,"2021-12-01","2025-12-01"]
[143,"Куйбышева улица",6,null,"СТУ-1",3146,"2020-07-06","2024-07-06",null,null,null,null,null,null,null,null,null,null,39,null,"2020-07-06","2024-07-06","ТСП-Н",4104,"2020-07-07","2022-07-07"]
[null,null,"6отопл.",null,"СТУ-1 М3",664,"2020-07-15","2024-07-15",null,364,365,"2020-07-15","2024-07-15","ТСП-К","18-00460","2020-04-09","2024-04-09"]
[144,"Куйбышева улица","7 Уз.1",null,"СТУ-1 М3",364,"2018-10-22","2022-10-22",null,null,null,null,null,null,null,null,null,null,1077,1078,"2018-10-22","2022-10-22","ТСП-К",809199,"2018-09-18","2022-09-18"]
[null,null,"7 Уз.2",null,null,null,null,null,null,null,null,null,null,null,null,null,null,null,1079,1080,"2018-10-22","2022-10-22","ТСП-К",809155,"2018-09-17","2022-09-17"]
[145,"Куйбышева улица","9 Уз.1",null,"СТУ-1","2018-10-22","2022-10-22",null,null,null,null,null,null,null,null,null,null,null,1081,1082,"2018-10-22","2022-10-22","ТСП-К",809073,"2018-09-11","2022-09-11"]
[null,null,"9 Уз.2",null,null,null,null,null,null,null,null,null,null,null,null,null,null,null,1083,1084,"2018-10-22","2022-10-22","ТСП-К",809181,"2018-09-18","2022-09-18"]
[146,"Куйбышева улица",10,null,"СТУ-1",3144,"2020-07-06","2024-07-06",null,null,null,null,null,null,null,null,null,null,33,null,"2020-07-06","2024-07-06","ТСП-Н",4115,"2020-07-07","2022-07-07"]
[147,"Куйбышева улица",12,null,"СТУ-1",263,"2017-10-27","2021-10-27",null,null,null,null,null,null,null,null,null,null,655,null,"2017-10-27","2021-10-27","ТСП-Н",6428,"2017-08-21","2021-08-21"]
[148,"Куйбышева улица",15,null,"СТУ-1",201,"2021-12-02","2025-12-02",null,null,null,null,null,null,null,null,null,null,562,563,"2021-12-02","2025-12-02","ТСП-Н",18923,"2021-12-01","2025-12-01"]
[null,null,"15отопл.",null,"СТУ-1 М3",624,"2020-06-25","2024-06-25",null,243,244,"2020-06-25","2024-06-25","ТСП-К","19-1000809","2020-05-13","2024-05-13"]
[149,"Куйбышева улица",15,1,"СТУ-1",204,"2021-12-02","2025-12-02",null,null,null,null,null,null,null,null,null,null,527,528,"2021-12-02","2025-12-02","ТСП-Н",18908,"2021-12-01","2025-12-01"]
[null,null,"15отопл.",1,"СТУ-1М3",625,"2020-06-25","2024-06-25",null,245,246,"2020-06-25","2024-06-25","ТСП-К","19-1000808","2020-05-13","2024-05-13"]
[150,"Куйбышева улица",16,null,"СТУ-1",264,"2017-10-27","2021-10-27",null,null,null,null,null,null,null,null,null,null,656,null,"2017-10-27","2021-10-27","ТСП-Н",6405,"2017-08-21","2021-08-21"]
[151,"Куйбышева улица","17 Уз.1",null,"СТУ-1 М3",338,"2018-10-04","2022-10-04",null,null,null,null,null,null,null,null,null,null,566,568,"2018-10-04","2022-10-04","ТСП-К",809221,"2018-09-19","2022-09-19"]
[null,null,"17 Уз.2",null,null,null,null,null,null,null,null,null,null,null,null,null,null,null,575,578,"2018-10-04","2022-10-04","ТСП-К",809196,"2018-09-18","2022-09-18"]
[152,"Куйбышева улица","17 Уз.1",1,"СТУ-1 М3",370,"2018-10-23","2022-10-23",null,null,null,null,null,null,null,null,null,null,1093,1056,"2018-10-23","2022-10-23","ТСП-К",809216,"2018-09-19","2022-09-19"]
[null,null,"17 Уз.2",1,null,null,null,null,null,null,null,null,null,null,null,null,null,null,1094,1057,"2018-10-23","2022-10-23","ТСП-К",809232,"2018-09-19","2022-09-19"]
[153,"Куйбышева улица",18,null,"СПТ 961.2",23898,"2017-04-16","2021-04-16",5843,1037,1038,"2017-04-13","2021-04-13","КТСПР-001",434,"2017-04-17","2021-04-17",5848,1046,null,"2017-04-13","2021-04-13","КТСПР-001",415,"2017-07-21","2021-07-21"]
[154,"Куйбышева улица",20,null,"СПТ 961.2",23890,"2017-04-17","2021-04-17",5846,1041,1042,"2017-04-14","2021-04-14","КТСПР-001",439,"2017-04-18","2021-04-18",5847,1044,null,"2017-04-14","2021-04-14","КТСПР-001",442,"2017-04-18","2021-04-18"]
[155,"Куйбышева улица",21,2,"СПТ 961.2",4518,"2019-11-11","2023-11-11",5783,275,269,"2021-12-02","2025-12-02","КТСПР-001",459000,"2019-05-04","2022-05-04",388,1250,1251,"2019-11-11","2023-11-11","КТСПР-001",454900,"2019-05-04","2022-05-04"]
[156,"Куйбышева улица",22,null,"СПТ961.2",23900,"2017-04-17","2021-04-17",5839,1029,1030,"2017-04-14","2021-04-14","КТСПР-001",416,"2017-04-18","2021-04-18",5849,1048,null,"2017-04-14","2021-04-14","КТСПР-001",414,"2017-06-22","2021-06-22"]
[157,"Куйбышева улица",23,null,"СТУ-1 М3",439,"2018-10-23","2022-10-23",null,null,null,null,null,null,null,null,null,null,1020,1021,"2018-10-23","2022-10-23","ТСП-К",809215,"2018-09-19","2022-09-19"]
[158,"Куйбышева улица",26,null,"СПТ961.2",23872,"2017-04-17","2021-04-17",5840,1031,1032,"2017-04-14","2021-04-14","КТСПР-001",422,"2017-04-18","2021-04-18",5852,1056,null,"2017-04-14","2021-04-14","КТСПР-001",453,"2017-06-22","2021-06-22"]
[159,"Куйбышева улица",28,null,"СТУ-1",265,"2017-10-27","2021-10-27",null,null,null,null,null,null,null,null,null,null,646,null,"2017-10-27","2021-10-27","ТСП-Н",6398,"2017-08-21","2021-08-21"]
[160,"Куйбышева улица",30,null,"СТУ-1",266,"2017-10-27","2021-10-27",null,null,null,null,null,null,null,null,null,null,657,null,"2017-10-27","2021-10-27","ТСП-Н",66371,"2017-08-21","2021-08-21"]
[161,"Куйбышева улица",32,null,"СТУ-1",267,"2017-10-27","2021-10-27",null,null,null,null,null,null,null,null,null,null,658,null,"2017-10-27","2021-10-27","ТСП-Н",6430,"2017-08-21","2021-08-21"]
[162,"Куйбышева улица",36,null,"СТУ-1",268,"2017-10-27","2021-10-27",null,null,null,null,null,null,null,null,null,null,659,null,"2017-10-27","2021-10-27","ТСП-Н",6394,"2017-08-21","2021-08-21"]
[163,"Куйбышева улица",40,null,"СТУ-1",270,"2017-10-27","2021-10-27",null,null,null,null,null,null,null,null,null,null,664,null,"2017-10-27","2021-10-27","ТСП-Н",6420,"2017-08-21","2021-08-21"]
[null,null,"40отопл.",null,"СТУ-1 М3",652,"2020-07-15","2024-07-15",null,306,307,"2020-07-15","2024-07-15","ТСП-К","19-1000725","2020-04-28","2024-04-28"]
[164,"Куйбышева улица",42,null,"СТУ-1 М3",372,"2018-10-01","2022-10-01",null,null,null,null,null,null,null,null,null,null,275,null,"2018-10-01","2022-10-01","ТСП-101",809015,"2018-09-12","2022-09-12"]
[null,null,"42отопл.",null,"СТУ-1 М3",656,"2020-07-15","2024-07-15",null,314,315,"2020-07-15","2024-07-15","ТСП-К","19-1000740","2020-05-13","2024-05-13"]
[165,"Курчатова улица",7,null,null,null,null,null,null,null,null,null,null,null,null,null,null,2360,860,861,"2019-12-13","2023-12-13"]
[166,"Курчатова улица",11,null,null,null,null,null,null,null,null,null,null,null,null,null,null,2340,842,847,"2019-11-19","2023-11-19"]
[167,"Курчатова улица",13,null,null,null,null,null,null,null,null,null,null,null,null,null,null,2364,864,865,"2019-11-20","2023-11-20"]
[168,"Курчатова улица",13,1,null,null,null,null,null,null,null,null,null,null,null,null,null,2359,858,859,"2019-11-20","2023-11-20"]
[169,"Курчатова улица","16 Уз.1",null,"СТУ-1",181,"2021-12-02","2025-12-02",null,null,null,null,null,null,null,null,null,null,623,624,"2021-12-02","2025-12-02","КТСПТВХ-В",388081,"2021-12-01","2025-12-01"]
[null,null,"16 Уз.2",null,"СТУ-1",183,"2021-12-02","2025-12-02",null,null,null,null,null,null,null,null,null,null,625,626,"2021-12-02","2025-12-02","КТСПТВХ-В",388071,"2021-12-01","2025-12-01"]
[170,"Курчатова улица",17,null,null,null,null,null,null,null,null,null,null,null,null,null,null,2344,826,827,"2019-12-06","2023-12-06"]
[171,"Курчатова улица",18,null,"СПТ961",23946,"2017-07-22","2021-07-22",4497,785,800,"2019-03-06","06..03.2023","КТСПР-001",417,"2017-07-22","2021-07-22",5854,90,95,"2017-07-22","2021-07-22","КТСПР-001",440,"2017-07-22","2021-07-22"]
[172,"Курчатова улица",19,null,"                                                                                                                                                                                                                                                                                                                                                                                                                                                                                                                                                                                                                                                                                                                                                                                                                                                                                                                                                                                 ",null,null,null,null,null,null,null,null,null,null,null,null,2348,838,839,"2019-12-06","2023-12-06"]
[173,"Курчатова улица",21,null,null,null,null,null,null,null,null,null,null,null,null,null,null,2366,868,869,"2020-02-20","2024-02-20"]
[174,"Курчатова улица",22,null,"СТУ-1",187,"2021-12-02","2025-12-02",null,null,null,null,null,null,null,null,null,null,500,501,"2021-12-02","2025-12-02","ТСП-Н",18922,"2021-12-01","2025-12-01"]
[175,"Курчатова улица",23,null,null,null,null,null,null,null,null,null,null,null,null,null,null,2383,925,926,"2019-12-25","2023-12-25"]
[176,"Курчатова улица",25,null,null,null,null,null,null,null,null,null,null,null,null,null,null,2377,906,907,"2019-12-25","2023-12-25"]
[177,"Курчатова улица",26,null,"СТУ-1",188,"2021-12-02","2025-12-02",null,null,null,null,null,null,null,null,null,null,488,489,"2021-12-02","2025-12-02","ТСП-Н",18917,"2021-12-01","2025-12-01"]
[178,"Курчатова улица",27,null,"СТУ-1",185,"2017-10-05","2021-10-05",null,null,null,null,null,null,null,null,null,null,484,485,"2017-10-05","2021-10-05","ТСП-Н",18914,"2017-08-21","2021-08-21"]
[179,"Курчатова улица",28,null,null,null,null,null,null,null,null,null,null,null,null,null,null,2341,820,821,"2019-12-23","2023-12-23"]
[180,"Курчатова улица","30 Уз.1",null,"СТУ-1 М3",336,"2018-10-04","2022-10-04",null,null,null,null,null,null,null,null,null,null,242,570,"2018-10-04","2022-10-04","ТСП-К",809095,"2018-09-11","2022-09-11"]
[null,null,"30 Уз.2",null,null,null,null,null,null,null,null,null,null,null,null,null,null,null,577,null,"2018-10-04","2022-10-04","ТСП-К",809157,"2018-09-17","2022-09-17"]
[181,"Курчатова улица",32,null,null,null,null,null,null,null,null,null,null,null,null,null,null,2382,923,924,"2019-12-26","2023-12-26"]
[182,"Курчатова улица","34 Уз.1",null,"СТУ-1 М3",366,"2018-10-23","2022-10-23",null,null,null,null,null,null,null,null,null,null,1085,1089,"2018-10-23","2022-10-23","ТСП-К",809111,"2018-09-14","2022-09-14"]
[null,null,"34 Уз.2",null,null,null,null,null,null,null,null,null,null,null,null,null,null,null,1090,1058,"2018-10-23","2022-10-23","ТСП-К",809122,"2018-09-14","2022-09-14"]
[183,"Курчатова улица",38,null,"СПТ 961",17515,"2017-05-29","2021-05-29",3604,114,115,"2019-07-12","2023-07-12","КТСПР-001",126,"2019-07-10","2023-07-10",2222,96,97,"2020-05-18","2024-05-18","КТСПР-001",3909,"2017-05-29","2021-05-29"]
[184,"Ленина площадь",2,null,"СТУ-1",256,"2017-10-27","2021-10-27",null,null,null,null,null,null,null,null,null,null,651,null,"2017-10-27","2021-10-27","ТСП-Н",6429,"2017-08-21","2021-08-21"]
[185,"Ленина площадь",4,null,"СТУ-1 М3",393,"2018-10-02","2022-10-02",null,null,null,null,null,null,null,null,null,null,877,null,"2018-10-02","2022-10-02","ТСП-101",809004,"2018-09-12","2022-09-12"]
[null,null,"4отопл.",null,"СТУ-1 М3",628,"2020-06-25","2024-06-25",null,251,252,"2020-06-25","2024-06-25","ТСП-К","19-00615","2020-04-09","2024-04-09"]
[186,"Ленина площадь",6,null,"СТУ-1",3196,"2020-08-28","2024-08-28",null,null,null,null,null,null,null,null,null,null,195,null,"2020-08-28","2024-08-28","ТСП-Н",4107,"2020-08-28","2022-08-28"]
[null,null,"6отопл.",null,"СТУ-1М3",629,"2020-06-25","2024-06-25",null,253,254,"2020-06-25","2024-06-25","ТСП-К","19-1000737","2020-05-13","2024-05-13"]
[187,"Ленина площадь",8,null,"СТУ-1",257,"2017-10-27","2021-10-27",null,null,null,null,null,null,null,null,null,null,644,null,"2017-10-27","2021-10-27","ТСП-Н",6402,"2017-08-21","2021-08-21"]
[188,"Ленина проспект",1,null,"СТУ-1",3168,"2020-08-28","2024-08-28",null,null,null,null,null,null,null,null,null,null,178,null,"2020-08-28","2024-08-28","ТСП-Н",2234,"2020-08-28","2022-08-28"]
[189,"Ленина проспект",2,null,"СТУ-1",241,"2017-10-27","2021-10-27",null,null,null,null,null,null,null,null,null,null,633,null,"2017-10-27","2021-10-27","ТСП-Н",6397,"2017-08-21","2021-08-21"]
[190,"Ленина проспект",3,null,"СТУ-1",3171,"2020-08-28","2024-08-28",null,null,null,null,null,null,null,null,null,null,181,null,"2020-08-28","2024-08-28","ТСП-Н",2307,"2020-08-28","2022-08-28"]
[null,null,"3отопл.",null,"СТУ-1М2",3970,"2021-10-20","2025-10-20",null,289,290,"2021-10-20","2025-10-20","ТСП — К","20-02899","2021-05-26","2025-05-26"]
[191,"Ленина проспект",5,null,"СТУ-1",206,"2017-10-26","2021-10-26",null,null,null,null,null,null,null,null,null,null,566,567,"2017-10-26","2021-10-26","ТСП-Н",388073,"2017-06-08","2021-06-08"]
[192,"Ленина проспект",6,null,"СТУ-1",3228,"2020-08-28","2024-08-28",null,null,null,null,null,null,null,null,null,null,250,null,"2020-08-28","2024-08-28","ТСП-Н",2223,"2020-08-28","2022-08-28"]
[193,"Ленина проспект",7,null,"СТУ-1",3159,"2016-06-23","2020-06-23",null,null,null,null,null,null,null,null,null,null,73,null,"2016-06-23","2020-06-23","ТСП-Н",2329,"2016-07-01","2020-07-01"]
[194,"Ленина проспект",8,null,"СПТ961.2",30952,"2017-10-05","2021-10-05",5842,1035,1036,"2017-04-14","2021-04-14","КТСПР-001",413,"2017-04-18","2021-04-18",5853,1054,null,"2017-04-14","2021-04-14","КТСПР-001",453,"2017-07-21","2021-07-21"]
[195,"Ленина проспект",9,null,"СТУ-1",3151,"2020-08-28","2024-08-28",null,null,null,null,null,null,null,null,null,null,59,null,"2020-08-28","2024-08-28","ТСП-Н",2316,"2020-08-28","2022-08-28"]
[null,null,"9отопл.",null,"СТУ-1М2",4004,"2021-10-25","2025-10-25",null,295,296,"2021-10-25","2025-10-25","ТСП-К","20-02889","2021-05-26","2025-05-26"]
[196,"Ленина проспект",11,null,"СТУ-1",3157,"2020-08-28","2024-08-28",null,null,null,null,null,null,null,null,null,null,70,null,"2020-08-28","2024-08-28","ТСП-Н",2222,"2020-08-28","2022-08-28"]
[197,"Ленина проспект",13,null,"СТУ-1",3173,"2020-08-28","2024-08-28",null,null,null,null,null,null,null,null,null,null,93,null,"2020-08-28","2024-08-28","ТСП-Н",2317,"2020-08-28","2022-08-28"]
[null,null,"13отопл.",null,"СТУ-1М2",3973,"2021-10-20","2025-10-20",null,362,363,"2021-10-20","2025-10-20","ТСП — К","20-02902","2021-05-26","2025-05-26"]
[198,"Ленина проспект",14,null,"СТУ-1",207,"2021-12-02","2025-12-02",null,null,null,null,null,null,null,null,null,null,568,569,"2021-12-02","2025-12-02","КТСПВХ-В",388076,"2021-12-01","2025-12-01"]
[199,"Ленина проспект",15,null,"СТУ-1",3230,"2020-07-06","2024-07-06",null,null,null,null,null,null,null,null,null,null,225,null,"2020-07-06","2024-07-06","ТСП-Н",4095,"2020-07-07","2022-07-07"]
[200,"Ленина проспект",16,null,"СПТ 961.2",23895,"2021-09-01","2025-09-01",5841,1033,1034,"2021-09-02","2025-09-02","КТСПР-001",435,"2021-09-03","2025-09-03",5850,808,null,"2021-09-02","2025-09-02","КТСПР-001",442,"2021-09-03","2025-09-03"]
[201,"Ленина проспект",17,null,"СТУ-1 М3",399,"2018-10-02","2022-10-02",null,null,null,null,null,null,null,null,null,null,885,null,"2018-10-02","2022-10-02","ТСП-101",809019,"2018-09-12","2022-09-12"]
[202,"Ленина проспект",19,null,"СТУ-1 М3",398,"2018-10-02","2022-10-02",null,null,null,null,null,null,null,null,null,null,884,null,"2018-10-02","2022-10-02","ТСП-101",809007,"2018-09-12","2022-09-12"]
[203,"Ленина проспект","21(4эт)",null,"СТУ-1",222,"2017-10-26","2021-10-26",null,null,null,null,null,null,null,null,null,null,595,null,"2017-10-26","2021-10-26","ТСП-Н",6375,"2017-08-21","2021-08-21"]
[204,"Ленина проспект",22,null,"СТУ-1",200,"2021-12-02","2025-12-02",null,null,null,null,null,null,null,null,null,null,566,567,"2021-12-02","2025-12-02","ТСП-Н",18919,"2021-12-01","2025-12-01"]
[205,"Ленина проспект","23(4эт)",null,"СТУ-1",245,"2017-10-27","2021-10-27",null,null,null,null,null,null,null,null,null,null,636,null,"2017-10-27","2021-10-27","ТСП-Н",6373,"2017-08-21","2021-08-21"]
[206,"Ленина проспект",24,null,"СТУ-1 М3",430,"2018-10-22","2022-10-22",null,null,null,null,null,null,null,null,null,null,1002,1003,"2018-10-22","2022-10-22","ТСП-К",809158,"2018-09-17","2022-09-17"]
[207,"Ленина проспект",25,null,"СТУ-1 М3",396,"2018-10-02","2022-10-02",null,null,null,null,null,null,null,null,null,null,882,null,"2018-10-02","2022-10-02","ТСП-101",809044,"2018-09-19","2022-09-19"]
[null,null,"25отопл.",null,"СТУ-1М2",3996,"2021-10-20","2025-10-20",null,374,375,"2021-10-20","2025-10-20","ТСП — К","20-02913","2021-05-26","2025-05-26"]
[208,"Ленина проспект",26,null,"СТУ-1",244,"2017-10-27","2021-10-27",null,null,null,null,null,null,null,null,null,null,661,null,"2017-10-27","2021-10-27","ТСП-Н",6427,"2017-08-21","2021-08-21"]
[null,null,"26 отопл.",null,"СТУ-1М2",4009,"2021-10-25","2025-10-25",null,214,215,"2021-10-25","2025-10-25","ТСП — К","20-02972","2021-05-27","2025-05-27"]
[209,"Ленина проспект",27,null,"СТУ-1 М3",395,"2018-10-02","2022-10-02",null,null,null,null,null,null,null,null,null,null,879,null,"2018-10-02","2022-10-02","ТСП-101",809014,"2018-09-12","2022-09-12"]
[null,null,"27отопл.",null,"СТУ-1М2",3997,"2021-10-20","2025-10-20",null,336,337,"2021-10-20","2025-10-20","ТСП — К","20-02952","2021-05-27","2025-05-27"]
[210,"Ленина проспект",31,null,"СТУ-1",246,"2017-10-27","2021-10-27",null,null,null,null,null,null,null,null,null,null,637,null,"2017-10-27","2021-10-27","ТСП-Н",6388,"2017-08-21","2021-08-21"]
[211,"Ленина проспект",32,null,"СТУ-1",247,"2017-10-27","2021-10-27",null,null,null,null,null,null,null,null,null,null,638,null,"2017-10-27","2021-10-27","ТСП-Н",6403,"2017-08-21","2021-08-21"]
[212,"Ленина проспект",33,null,"СТУ-1 М3",394,"2018-10-02","2022-10-02",null,null,null,null,null,null,null,null,null,null,878,null,"2018-10-02","2022-10-02","ТСП-101",809005,"2018-09-12","2022-09-12"]
[null,null,"33отопл.",null,"СТУ-1М2",4014,"2021-10-25","2025-10-25",null,376,377,"2021-10-25","2025-10-25","ТСП — К","20-02906","2021-05-26","2025-05-26"]
[213,"Ленина проспект",34,null,"СТУ-1",239,"2017-10-27","2021-10-27",null,null,null,null,null,null,null,null,null,null,607,null,"2017-10-27","2021-10-27","ТСП-Н",6418,"2017-08-21","2021-08-21"]
[214,"Ленина проспект",35,null,"СТУ-1",226,"2021-12-02","2025-12-02",null,null,null,null,null,null,null,null,null,null,596,null,"2021-12-02","2025-12-02","ТСП-Н",6390,"2021-12-01","2025-12-01"]
[215,"Ленина проспект",36,null,"СТУ-1",248,"2017-10-27","2021-10-27",null,null,null,null,null,null,null,null,null,null,650,null,"2017-10-27","2021-10-27","ТСП-Н",6386,"2017-08-21","2021-08-21"]
[null,null,"36отопл.",null,"СТУ-1М2",3991,"2021-10-20","2025-10-20",null,344,345,"2021-10-20","2025-10-20","ТСП — К","20-02938","2021-05-27","2025-05-27"]
[216,"Ленина проспект",39,null,"СТУ-1",249,"2017-10-27","2021-10-27",null,null,null,null,null,null,null,null,null,null,639,null,"2017-10-27","2021-10-27","ТСП-Н",6408,"2017-08-21","2021-08-21"]
[null,null,"39отопл.",null,"СТУ-1 М3",646,"2020-07-15","2024-07-15",null,288,289,"2020-07-15","2024-07-15","ТСП-К","19-00330","2020-04-09","2024-04-09"]
[217,"Ленина проспект",42,null,"СТУ-1",250,"2017-10-27","2021-10-27",null,null,null,null,null,null,null,null,null,null,640,null,"2017-10-27","2021-10-27","ТСП-Н",6392,"2017-08-21","2021-08-21"]
[null,null,"42отопл.",null,"СТУ-1М3",654,"2020-07-15","2024-07-15",null,310,311,"2020-07-15","2024-07-15","ТСП-К","19-1000800","2020-05-13","2024-05-13"]
[218,"Ленина проспект",44,null,"СТУ-1",3201,"2020-08-28","2024-08-28",null,null,null,null,null,null,null,null,null,null,200,null,"2020-08-28","2024-08-28","ТСП-Н",4094,"2020-08-28","2022-08-28"]
[null,null,"44отопл.",null,"СТУ-1 М3",650,"2020-07-15","2024-07-15",null,296,297,"2020-07-15","2024-07-15","ТСП-К","19-1000781","2020-05-13","2024-05-13"]
[219,"Ленина проспект",45,null,"СТУ-1",251,"2017-10-27","2021-10-27",null,null,null,null,null,null,null,null,null,null,641,null,"2017-10-27","2021-10-27","ТСП-Н",6416,"2017-08-18","2021-08-18"]
[null,null,"45отопл.",null,"СТУ-1М3",655,"2020-07-15","2024-07-15",null,312,313,"2020-07-15","2024-07-15","ТСП-К","19-1000649","2020-04-09","2024-04-09"]
[220,"Ленина проспект",46,null,"СТУ-1",240,"2017-10-27","2021-10-27",null,null,null,null,null,null,null,null,null,null,632,null,"2017-10-27","2021-10-27","ТСП-Н",6368,"2017-08-21","2021-08-21"]
[null,null,"46отопл.",null,"СТУ-1 М3",661,"2020-07-15","2024-07-15",null,358,359,"2020-07-15","2024-07-15","ТСП-К","19-1000794","2020-05-13","2024-05-13"]
[221,"Ленина проспект",48,null,"СТУ-1 М3",374,"2018-10-01","2022-10-01",null,null,null,null,null,null,null,null,null,null,876,null,"2018-10-01","2022-10-01","ТСП-К",809006,"2018-09-12","2022-09-12"]
[null,null,"48отопл.",null,"СТУ-1 М3",647,"2020-07-15","2024-07-15",null,290,291,"2020-07-15","2024-07-15","ТСП-К","19-1000495","2020-04-08","2024-04-08"]
[222,"Ленина проспект",49,null,null,null,null,null,null,null,null,null,null,null,null,null,null,2303,758,null,"2019-08-05","2023-08-05"]
[223,"Ленина проспект",50,null,"СТУ-1",253,"2017-10-27","2021-10-27",null,null,null,null,null,null,null,null,null,null,662,null,"2017-10-27","2021-10-27","ТСП-Н",6432,"2017-08-21","2021-08-21"]
[null,null,"50 отопл.",null,"СТУ-1 М3",644,"2020-07-15","2024-07-15",null,284,285,"2020-07-15","2024-07-15","ТСП-К",1000805,"2020-05-13","2024-05-13"]
[224,"Ленина проспект",51,null,null,null,null,null,null,null,null,null,null,null,null,null,null,2280,700,701,"2019-08-05","2023-08-05"]
[null,null,"51отопл.",null,"СТУ-1М3",658,"2020-07-15","2024-07-15",null,318,319,"2020-07-15","2024-07-15","ТСП-К","19-1000798","2020-05-13","13..05.2024"]
[225,"Ленина проспект",51,"А",null,null,null,null,null,null,null,null,null,null,null,null,null,2276,692,693,"2019-08-01","2023-08-01"]
[226,"Ленина проспект",53,null,null,null,null,null,null,null,null,null,null,null,null,null,null,2297,723,143,"2019-08-19","2023-08-19"]
[null,null,"53отопл.",null,"СТУ-1М3",659,"2020-07-15","2024-07-15",null,320,321,"2020-07-15","2024-07-15","ТСП-К","19-00607","2020-04-09","2024-04-09"]
[227,"Ленина проспект",53,"А",null,null,null,null,null,null,null,null,null,null,null,null,null,2299,746,264,"2019-08-16","2023-08-16"]
[228,"Ленина проспект",54,null,"СТУ-1",196,"2021-12-02","2025-12-02",null,null,null,null,null,null,null,null,null,null,513,514,"2021-12-02","2025-12-02","КТПТВХ-В",388103,"2021-12-01","2025-12-01"]
[null,null,"54отопл.",null,"СТУ-1 М3",649,"2020-07-15","2024-07-15",null,294,295,"2020-07-15","2024-07-15","ТСП-К","19-1000804","2020-05-13","2024-05-13"]
[229,"Ленина проспект",55,null,null,null,null,null,null,null,null,null,null,null,null,null,null,2302,757,753,"2019-09-02","2023-09-02"]
[230,"Ленина проспект",56,null,null,null,null,null,null,null,null,null,null,null,null,null,null,2379,898,910,"2019-08-20","2023-08-20"]
[231,"Ленина проспект",58,null,"СТУ-1 М3",397,"2018-10-02","2022-10-02",null,null,null,null,null,null,null,null,null,null,883,null,"2018-10-02","2022-10-02","ТСП-101",809021,"2018-09-12","2022-09-12"]
[null,null,"58отопл.",null,"СТУ-1 М3",660,"2020-07-15","2024-07-15",null,322,323,"2020-07-15","2024-07-15","ТСП-К","19-1000799","2020-05-13","2024-05-13"]
[232,"Ленина проспект",59,null,"СТУ-1",254,"2017-10-27","2021-10-27",null,null,null,null,null,null,null,null,null,null,642,null,"2017-10-27","2021-10-27","ТСП-Н",6379,"2017-08-21","2021-08-21"]
[null,null,"59отопл",null,"СТУ-1 М3",634,"2020-06-25","2024-06-25",null,263,264,"2020-06-25","2024-06-25","ТСП-К","19-00332","2020-04-09","2024-04-09"]
[233,"Ленина проспект",60,null,"СТУ-1",255,"2017-10-27","2021-10-27",null,null,null,null,null,null,null,null,null,null,643,null,"2017-10-27","2021-10-27","ТСП-Н",6411,"2017-08-21","2021-08-21"]
[null,null,"60отопл.",null,"СТУ-1 М3",651,"2020-07-15","2024-07-15",null,304,305,"2020-07-15","2024-07-15","ТСП-К","18-00461","2020-04-09","2024-04-09"]
[234,"Матросова улица",2,null,"СТУ-1 М3",537,"2019-09-27","2023-09-27",null,725,726,"2019-09-27","2023-09-27","ТСП-К",1900372,"2019-09-19","2023-09-19",null,763,null,"2019-09-27","2023-09-27","ТСП",1900002,"2019-09-20","2023-09-20"]
[235,"Матросова улица",10,null,"СТУ-1 М3",535,"2019-09-27","2023-09-27",null,719,720,"2019-09-27","2023-09-27","ТСП-К",1900371,"2019-09-19","2023-09-19",null,759,null,"2019-09-27","2023-09-27","ТСП",1900508,"2019-09-20","2023-09-20"]
[236,"Матросова улица",12,null,"СТУ-1 М3",534,"2019-09-27","2023-09-27",null,716,717,"2019-09-27","2023-09-27","ТСП-К",1900782,"2019-09-19","2023-09-19",null,660,null,"2019-09-27","2023-09-27","ТСП",1900006,"2019-09-20","2023-09-20"]
[237,"Матросова улица",14,null,"СТУ-1 М3",536,"2019-09-27","2023-09-27",null,723,724,"2019-09-27","2023-09-27","ТСП-К",1900365,"2019-09-19","2023-09-19",null,762,null,"2019-09-27","2023-09-27","ТСП",1900014,"2019-09-20","2023-09-20"]
[238,"Маяковского улица",11,null,null,null,null,null,null,null,null,null,null,null,null,null,null,3602,760,756,"2019-07-12","2023-07-12"]
[239,"Маяковского улица",13,null,"СТУ-1 М3",413,"2018-10-23","2022-10-23",null,null,null,null,null,null,null,null,null,null,896,904,"2018-10-23","2022-10-23","ТСП-К",809069,"2018-09-11","2022-09-11"]
[240,"Маяковского улица",17,null,null,null,null,null,null,null,null,null,null,null,null,null,null,2324,790,791,"2019-08-15","2023-08-15"]
[241,"Маяковского улица","19 Уз.1",null,"СТУ-1 М3",328,"2018-10-04","2022-10-04",null,null,null,null,null,null,null,null,null,null,511,501,"2018-10-04","2022-10-04","ТСП-К",809152,"2018-09-17","2022-09-17"]
[null,null,"19 Уз.2",null,null,null,null,null,null,null,null,null,null,null,null,null,null,null,1093,503,"2018-10-04","2022-10-04","ТСП-к",809074,"2018-09-11","2022-09-11"]
[242,"Маяковского улица",21,null,null,null,null,null,null,null,null,null,null,null,null,null,null,2287,714,728,"2019-08-20","2023-08-20"]
[243,"Мира проспект",2,null,"СТУ-1",3194,"2020-08-28","2024-08-28",null,null,null,null,null,null,null,null,null,null,193,null,"2020-08-28","2024-08-28","ТСП-Н",4096,"2020-08-28","2022-08-28"]
[244,"Мира проспект",3,null,"СТУ-1",3155,"2020-08-28","2024-08-28",null,null,null,null,null,null,null,null,null,null,67,null,"2020-08-28","2024-08-28","ТСП-Н",2230,"2020-08-28","2022-08-28"]
[245,"Мира проспект",5,null,"СТУ-1",3170,"2020-08-28","2024-08-28",null,null,null,null,null,null,null,null,null,null,180,null,"2020-08-28","2024-08-28","ТСП-Н",2207,"2020-08-28","2022-08-28"]
[246,"Мира проспект",7,null,"СТУ-1",3169,"2020-08-28","2024-08-28",null,null,null,null,null,null,null,null,null,null,179,null,"2020-08-28","2024-08-28","ТСП-Н",2224,"2020-08-28","2022-08-28"]
[247,"Мира проспект",9,null,"СТУ-1 М3",389,"2018-10-01","2022-10-01",null,null,null,null,null,null,null,null,null,null,873,null,"2018-10-01","2022-10-01","ТСП-Н",809047,"2018-09-19","2022-09-19"]
[248,"Мира проспект",10,null,"СТУ-1",3184,"2020-08-28","2024-08-28",null,null,null,null,null,null,null,null,null,null,183,null,"2020-08-28","2024-08-28","ТСП-Н",2312,"2020-08-28","2022-08-28"]
[249,"Мира проспект",11,null,"СТУ-1",3164,"2020-08-28","2024-08-28",null,null,null,null,null,null,null,null,null,null,174,null,"2020-08-28","2024-08-28","ТСП-Н",2231,"2020-08-28","2022-08-28"]
[250,"Мира проспект",14,null,"СТУ-1 М3",388,"2018-10-01","2022-10-01",null,null,null,null,null,null,null,null,null,null,872,null,"2018-10-01","2022-10-01","ТСП-Н",809012,"2018-09-12","2022-09-12"]
[251,"Мира проспект",16,null,"СТУ-1",3152,"2020-08-28","2024-08-28",null,null,null,null,null,null,null,null,null,null,61,null,"2020-08-28","2024-08-28","ТСП-Н",2236,"2020-08-28","28.08..2022"]
[252,"Мира проспект","18 отопл.",null,"СТУ-1 М3",561,"2019-10-08","2023-10-08",null,844,845,"2019-10-08","2023-10-08","ТСП-К",191000070,"2019-10-01","2023-10-01"]
[253,"Мира проспект",20,null,"СТУ-1",3150,"2020-08-28","2024-08-28",null,null,null,null,null,null,null,null,null,null,58,null,"2020-08-28","2024-08-28","ТСП-Н",2330,"2020-08-28","2022-08-28"]
[254,"Московская улица",8,null,null,null,null,null,null,null,null,null,null,null,null,null,null,2370,881,882,"2019-12-13","2023-12-13"]
[255,"Московская улица",10,1,null,null,null,null,null,null,null,null,null,null,null,null,null,2342,822,823,"2019-12-13","2023-12-13"]
[256,"Московская улица",15,null,"СПТ 961.2",32289,"2019-04-11","2023-04-11",3601,1195,1198,"2019-07-12","2023-07-12","КТСПР-001",1609,"2019-05-05","2023-05-04",458,1263,1264,"2019-11-11","2023-11-11","КТСПР-001",4109,"2019-05-04","2022-05-03"]
[257,"Московская улица",16,null,null,null,null,null,null,null,null,null,null,null,null,null,null,2368,877,878,"2019-12-13","2023-12-13"]
[258,"Московская улица",17,null,"СПТ 961.2",19345,"2019-06-05","2023-06-05",4504,1248,1249,"2019-05-06","2023-05-06","КТСПР-001",291501,"2019-05-04","2022-05-04",4620,1252,1253,"2019-11-11","2023-11-11","КТСПР-001",294801,"2019-05-05","2022-05-05"]
[259,"Московская улица",18,null,"СТУ-1 М3",420,"2018-10-22","2022-10-22",null,null,null,null,null,null,null,null,null,null,970,967,"2018-10-22","2022-10-22","ТСП-К",809204,"2018-09-18","2022-09-18"]
[260,"Московская улица",18,1,null,null,null,null,null,null,null,null,null,null,null,null,null,2374,900,901,"2019-12-13","2023-12-13"]
[261,"Московская улица",19,"а","СПТ 961.2",32721,"2019-08-30","2023-08-30",2220,1188,1194,"2019-11-11","2023-11-11","КТСПР-001",12600,"2019-05-04","2022-05-04",2218,1192,1205,"2019-11-11","2023-11-11","КТСПР-001",123400,"2019-05-04","2022-05-04"]
[262,"Московская улица",21,null,"СПТ 961.2",2655,"2019-11-11","2023-11-11",4618,380,381,"2019-11-11","2023-11-11","КТСПР-001",225800,"2019-05-04","2022-05-04",507,375,377,"2019-11-11","2023-11-11","КТСПР-001",121200,"2019-05-04","2022-05-04"]
[263,"Московская улица",23,"а","СПТ 961",32733,"2019-08-30","2023-08-30",3707,897,898,"2019-10-21","2023-10-21","КТСПР-001",236100,"2019-11-11","2022-11-11",267,1131,1130,"2019-11-11","2023-11-11","КТСПР-001",224400,"2019-05-04","2022-05-04"]
[264,"Московская улица",29,null,"СПТ 961",17871,"2019-11-11","2023-11-11",3600,321,326,"2019-07-12","2023-07-12","КТСПР-001",504099,"2019-05-05","2022-05-04",null,null,null,null,null,"КТСПР-001",501599,"2019-05-04","2022-05-04"]
[265,"Московская улица",33,null,"СПТ 961",32734,"2019-08-30","2023-08-30",3704,913,914,"2019-10-21","2023-10-21","КТСПР-001",295403,"2019-05-04","2022-05-04",506,1254,1255,"2019-11-11","2023-11-11","КТСПР-001",295703,"2019-05-04","2022-05-04"]
[266,"Музрукова проспект",17,null,"СТУ1 М3",414,"2018-10-22","2022-10-22",null,null,null,null,null,null,null,null,null,null,897,905,"2018-10-22","2022-10-22","ТСП-К",809224,"2018-09-19","2022-09-19"]
[267,"Музрукова проспект","18 Уз.1",null,"СТУ-1 М3",333,"2018-10-04","2022-10-04",null,null,null,null,null,null,null,null,null,null,550,551,"2018-10-04","2022-10-04","ТСП-К",809142,"2018-09-17","2022-09-17"]
[null,null,"18 Уз.2",null,null,null,null,null,null,null,null,null,null,null,null,null,null,null,560,554,"2018-10-04","2022-10-04","ТСП-К",809143,"2018-09-17","2022-09-17"]
[null,null,"18 Уз.3",null,"СТУ-1 М3",324,"2018-10-03","2022-10-03",null,null,null,null,null,null,null,null,null,null,465,470,"2018-10-03","2022-10-03","ТСП-К",809180,"2018-09-17","2022-09-17"]
[null,null,"18 Уз.4",null,null,null,null,null,null,null,null,null,null,null,null,null,null,null,476,477,"2018-10-03","2022-10-03","ТСП-К",809099,"2018-09-11","2022-09-11"]
[268,"Музрукова проспект","21 Уз.1",null,"СТУ-1 М3",341,"2018-10-03","2022-10-03",null,null,null,null,null,null,null,null,null,null,592,593,"2018-10-03","2022-10-03","ТСП-К",809061,"2018-09-11","2022-09-11"]
[null,null,"21 Уз.2",null,null,null,null,null,null,null,null,null,null,null,null,null,null,null,594,595,"2018-10-03","2022-10-03","ТСП-К",809211,"2018-09-19","2022-09-19"]
[null,null,"21 Уз.3",null,"СТУ-1 М3",446,"2018-10-23","2022-10-23",null,null,null,null,null,null,null,null,null,null,1024,1025,"2018-10-23","2022-10-23","ТСП-К",809187,"2018-09-18","2022-09-18"]
[269,"Музрукова проспект",21,1,null,null,null,null,null,null,null,null,null,null,null,null,null,2336,810,811,"2019-11-28","2023-11-28"]
[270,"Музрукова проспект",21,2,null,null,null,null,null,null,null,null,null,null,null,null,null,2318,778,779,"2019-11-29","2023-11-29"]
[271,"Музрукова проспект","25 Уз.1",null,"СТУ-1 М3",342,"2018-10-03","2022-10-03",null,null,null,null,null,null,null,null,null,null,596,597,"2018-10-03","2022-10-03","ТСП-К",808028,"2018-08-27","2022-08-27"]
[null,null,"25 Уз.2",null,null,null,null,null,null,null,null,null,null,null,null,null,null,null,598,599,"2018-10-03","2022-10-03","ТСП-К",709029,"2018-08-16","2022-08-16"]
[null,null,"25 Уз.3",null,"СТУ-1 М3",447,"2018-10-23","2022-10-23",null,null,null,null,null,null,null,null,null,null,1026,1027,"2018-10-23","2022-10-23","ТСП-К",809186,"2018-09-18","2022-09-18"]
[272,"Музрукова проспект",25,1,null,null,null,null,null,null,null,null,null,null,null,null,null,2376,904,905,"2019-11-05","2023-11-05"]
[273,"Музрукова проспект",25,2,null,null,null,null,null,null,null,null,null,null,null,null,null,2339,816,817,"2019-11-05","2023-11-05"]
[274,"Музрукова проспект",27,null,"СПТ 961",16957,"2017-07-22","2021-07-22",4470,1249,1250,"2017-07-22","2021-07-22","КТСПР-001",1809,"2017-07-22","2021-07-22",3702,806,807,"2019-10-21","2023-10-21","КТСПР-001",125,"2019-07-10","2023-07-10"]
[275,"Музрукова проспект","29 Уз.1",null,"СТУ-1 М3",343,"2018-10-03","2022-10-03",null,null,null,null,null,null,null,null,null,null,571,572,"2018-10-03","2022-10-03","ТСП-К",809217,"2018-09-29","2022-09-29"]
[null,null,"29 Уз.2",null,null,null,null,null,null,null,null,null,null,null,null,null,null,null,573,574,"2018-10-03","2022-10-03","ТСП-К",809078,"2018-09-11","2022-09-11"]
[null,null,"29 Уз.3",null,"СТУ-1 М3",448,"2018-10-23","2022-10-23",null,null,null,null,null,null,null,null,null,null,1028,1029,"2018-10-23","2022-10-23","ТСП-К",809189,"2018-09-18","2022-09-18"]
[276,"Музрукова проспект",29,1,null,null,null,null,null,null,null,null,null,null,null,null,null,2355,850,851,"2019-11-29","2023-11-29"]
[277,"Музрукова проспект",29,2,null,null,null,null,null,null,null,null,null,null,null,null,null,2372,895,896,"2019-11-28","2023-11-28"]
[278,"Музрукова проспект",31,null,"СПТ 961.2",17334,"2017-07-22","2021-07-22",4469,1247,1248,"2017-07-22","2021-07-22","КТСПР-001",406707,"2017-07-22","2021-07-22",3701,804,805,"2019-10-21","2023-10-21","КТСПР-001",407707,"2017-07-22","2021-07-22"]
[279,"Некрасова улица",3,null,null,null,null,null,null,null,null,null,null,null,null,null,null,2326,794,795,"2019-10-21","2023-10-21"]
[280,"Некрасова улица",9,null,null,null,null,null,null,null,null,null,null,null,null,null,null,2356,852,853,"2019-10-21","2023-10-21"]
[281,"Некрасова улица",11,null,null,null,null,null,null,null,null,null,null,null,null,null,null,2337,812,813,"2019-10-21","2023-10-21"]
[282,"Некрасова улица",15,null,null,null,null,null,null,null,null,null,null,null,null,null,null,2325,792,793,"2019-10-21","2023-10-21"]
[283,"Пионерская улица",13,null,"СПТ 961.2",4569,"2019-11-11","2023-11-11",4513,1480,1481,"2019-05-05","2023-05-05","КТСПР-001",285601,"2019-05-04","2023-05-04",4506,1462,1463,"2019-05-05","2023-05-05","КТСПР-001",3809,"2017-05-29","2021-05-29"]
[284,"Пионерская улица",15,null,"СТУ-1",391,"2018-10-02","2022-10-02",null,null,null,null,null,null,null,null,null,null,875,null,"2018-10-02","2022-10-02","ТСП-Н",809045,"2018-09-19","2022-09-19"]
[null,null,"15отопл.",null,"СТУ-1М3",615,"2020-06-16","2024-06-16",null,225,226,"2020-06-16","2024-06-16","ТСП-К","19-1000617","2020-04-09","2024-04-09"]
[285,"Пионерская улица",17,null,"СТУ-1",212,"2021-12-02","2025-12-02",null,null,null,null,null,null,null,null,null,null,588,null,"2021-12-02","2025-12-02","ТСП-Н",6421,"2021-12-01","2025-12-01"]
[286,"Пионерская улица",19,null,"СТУ-1",390,"2018-10-02","2022-10-02",null,null,null,null,null,null,null,null,null,null,874,null,"2018-10-02","2022-10-02","ТСП-Н",809042,"2018-09-19","2022-09-19"]
[null,null,"19отопл.",null,"СТУ-1 М3",616,"2020-06-16","2024-06-16",null,227,228,"2020-06-16","2024-06-16","ТСП-К","19-1000747","2020-05-13","2024-05-13"]
[287,"Пионерская улица",20,null,"СТУ-1",406,"2018-10-02","2022-10-02",null,null,null,null,null,null,null,null,null,null,890,null,"2018-10-02","2022-10-02","ТСП-Н",809034,"2018-09-20","2022-09-20"]
[null,null,"20отопл.",null,"СТУ-1 М3",612,"2020-06-16","2024-06-16",null,219,220,"2020-06-16","2024-06-16","ТСП-К","19-00614","2020-04-09","2024-04-09"]
[288,"Пионерская улица",21,null,"СТУ-1",214,"2021-12-02","2025-12-02",null,null,null,null,null,null,null,null,null,null,589,null,"2021-12-02","2025-12-02","ТСП-Н",6422,"2021-12-01","2025-12-01"]
[289,"Пионерская улица",22,null,"СТУ-1М3",697,"2020-10-09","2024-10-09",null,null,null,null,null,null,null,null,null,null,202,null,"2020-10-09","2024-10-09","ТСП-н",4108,"2020-08-28","2022-08-28"]
[290,"Пионерская улица",24,null,"СТУ-1М3",696,"2020-10-09","2024-10-09",null,null,null,null,null,null,null,null,null,null,204,null,"2020-10-09","2024-10-09","ТСП-Н",4084,"2020-08-28","2022-08-28"]
[null,null,"24отопл.",null,"СТУ-1 М3",618,"2020-06-16","2024-06-16",null,231,232,"2020-06-16","2024-06-16","ТСП-К","19.-1000531","2020-03-20","2024-03-20"]
[291,"Пионерская улица",26,null,"СТУ-1",404,"2018-10-02","2022-10-02",null,null,null,null,null,null,null,null,null,null,888,null,"2018-10-02","2022-10-02","ТСП-Н",809011,"2018-09-12","2022-09-12"]
[null,null,"26отопл.",null,"СТУ-1М3",617,"2020-06-16","2024-06-16",null,229,230,"2020-06-16","2024-06-16","ТСП-К","19-1000335","2020-04-09","2024-04-09"]
[292,"Пионерская улица",26,"А","СТУ-1",392,"2018-10-02","2022-10-02",null,null,null,null,null,null,null,null,null,null,876,null,"2018-10-02","2022-10-02","ТСП-Н",809033,"2018-09-19","2022-09-19"]
[null,null,"26отопл.","А","СТУ-1М3",643,"2020-06-25","2024-06-25",null,282,283,"2020-06-25","2024-06-25","ТСП-К","19-1000598","2020-04-08","2024-04-08"]
[293,"Пионерская улица",28,null,"СТУ-1",441,"2018-10-23","2022-10-23",null,null,null,null,null,null,null,null,null,null,1016,null,"2018-10-23","2022-10-23","ТСП-Н",809184,"2018-09-18","2022-09-18"]
[null,null,"28отопл.",null,"СТУ-1 М3",613,"2020-06-16","2024-06-16",null,221,222,"2020-06-16","2024-06-16","ТСП-К","19-1000520","2020-03-20","2024-03-20"]
[294,"Победы улица",13,null,"СТУ-1 М3",588,"2019-10-21","2023-10-21",null,905,906,"2019-10-21","2023-10-21","КТСПР-001",135,"2019-07-10","2023-07-10",null,4167,null,"2019-10-21","2023-10-21","КТСПР-001",133,"2019-07-10","2023-07-10"]
[295,"Победы улица",29]
[296,"Пушкина улица","4 отопл.",null,"СТУ-1 М3",564,"2019-10-08","2023-10-08",null,875,876,"2019-10-08","2023-10-08","ТСП-К",191000073,"2019-10-01","2023-10-01"]
[null,null,"4 гвс",null,"СТУ-1",3229,"2020-07-06","2024-07-06",null,null,null,null,null,null,null,null,null,null,2452,null,"2020-07-06","2024-07-06","ТСП-Н",2238,"2020-07-07","2022-07-07"]
[297,"Пушкина улица","6 отопл.",null,"СТУ-1 М3",563,"2019-10-08","2023-10-08",null,873,874,"2019-10-08","2023-10-08","ТСП-К",1900900,"2019-09-19","2023-09-19"]
[null,null,"6 гвс",null,"СТУ-1",3233,"2020-07-06","2024-07-06",null,null,null,null,null,null,null,null,null,null,228,null,"2020-07-06","2024-07-06","ТСП-Н",2241,"2020-07-07","2022-07-07"]
[298,"Пушкина улица","8 отопл.",null,"СТУ-1 М3",581,"2019-10-16","2023-10-16",null,784,785,"2019-10-16","2023-10-16","ТСП-К",191000071,"2019-10-01","2023-10-01"]
[null,null,"8 гвс",null,"СТУ-1",3232,"2020-07-06","2024-07-06",null,null,null,null,null,null,null,null,null,null,227,null,"2020-07-06","2024-07-06","ТСП-Н",2240,"2020-07-07","2022-07-07"]
[299,"Пушкина улица","10 отопл",null,"СТУ-1 М3",574,"2019-10-16","2023-10-16",null,810,811,"2019-10-16","2023-10-16","ТСП-К",1900905,"2019-09-19","2023-09-19"]
[300,"Пушкина улица","12 гвс",null,"СТУ-1",3177,"2020-08-28","2024-08-28",null,null,null,null,null,null,null,null,null,null,38,null,"2020-08-28","2024-08-28","ТСП-Н",2309,"2020-08-28","2022-08-28"]
[301,"Пушкина улица","14 гвс",null,"СТУ-1",3234,"2016-08-11","2020-08-11",null,null,null,null,null,null,null,null,null,null,229,null,"2016-08-11","2020-08-11","ТСП-Н",2326,"2016-06-27","2020-06-27"]
[302,"Пушкина улица","16 отопл.",null,"СТУ-1 М3",578,"2019-10-16","2023-10-16",null,818,817,"2019-10-16","2023-10-16","ТСП-К",191000075,"2019-10-01","2023-10-01"]
[null,null,"16 гвс",null,"СТУ-1",3231,"2016-08-11","2020-08-11",null,null,null,null,null,null,null,null,null,null,226,null,"2016-08-11","2020-08-11","ТСП-Н",2303,"2016-07-01","2020-07-01"]
[303,"Пушкина улица","18 отопл.",null,"СТУ-1 М3",572,"2019-10-16","2023-10-16",null,777,778,"2019-10-16","2023-10-16","ТСП-К",191000068,"2019-10-01","2023-10-01"]
[null,null,"18 гвс",null,"СТУ-1",3148,"2016-06-09","2020-06-09",null,null,null,null,null,null,null,null,null,null,2451,null,"2016-06-09","2020-06-09","ТСП-Н",2219,"2016-06-17","2020-06-17"]
[304,"Пушкина улица","20 отопл.",null,"СТУ-1 М3",556,"2019-10-08","2023-10-08",null,830,831,"2019-10-08","2023-10-08","ТСП-К",191000041,"2019-09-30","2023-09-30"]
[305,"Пушкина улица","24 отопл.",null,"СТУ-1 М3",560,"2019-10-08","2023-10-08",null,838,839,"2019-10-08","2023-10-08","ТСП-К",191000074,"2019-10-01","2023-10-01"]
[306,"Пушкина улица","26 отопл.",null,"СТУ-1 М3",558,"2019-10-08","2023-10-08",null,834,835,"2019-10-08","2023-10-08","ТСП-К",191000076,"2019-10-01","2023-10-01"]
[307,"Пушкина улица","28 отопл.",null,"СТУ-1 М3",567,"2019-10-08","2023-10-08",null,881,882,"2019-10-08","2023-10-08","ТСП-К",null,"2019-09-30","2023-09-30"]
[308,"Пушкина улица","30 отопл.",null,"СТУ-1 М3",557,"2019-10-08","2023-10-08",null,832,833,"2019-10-08","2023-10-08","ТСП-К",1900902,"2019-09-19","2023-09-19"]
[null,null,"30 гвс",null,"СПТ961 снято","Моск 26/1",null,null,null,null,null,null,null,null,null,null,null,1008,157,161,"2012-08-14","2016-08-14","КТСПР-001",505102,"2012-08-14","2016-08-14"]
[309,"Пушкина улица","32 отопл.",null,"СТУ-1 М3",533,"2019-10-08","2023-10-08",null,825,564,"2019-10-08","2023-10-08","ТСП-К",191000069,"2019-10-01","2023-10-01"]
[null,null,"32 гвс",null,"СПТ 961",8512,"2011-11-23","2015-11-23",null,null,null,null,null,null,null,null,null,475,753,754,"2011-11-23","2015-11-23","КТСПР-001",381303,"2014-12-19","2018-12-19"]
[310,"Пушкина улица","34 отопл.",null,"СТУ-1 М3",559,"2019-10-08","2023-10-08",null,836,837,"2019-10-08","2023-10-08","ТСП-К",191000067,"2019-09-30","2023-09-30"]
[311,"Пушкина улица","36 отопл.",null,"СТУ-1 М3",573,"2019-10-16","2023-10-16",null,779,780,"2019-10-16","2023-10-16","ТСП-К",1900898,"2019-09-19","2023-09-19"]
[null,null,"36 гвс",null,"СТУ-1",3187,"2020-08-28","2024-08-28",null,null,null,null,null,null,null,null,null,null,186,null,"2020-08-28","2024-08-28","ТСП-Н",2217,"2020-08-28","2022-08-28"]
[312,"Радищева улица","7 Уз.1",null,"СТУ-1 М3",352,"2018-10-03","2022-10-03",null,null,null,null,null,null,null,null,null,null,758,771,"2018-10-03","2022-10-03","ТСП-К",809121,"2018-09-14","2022-09-14"]
[null,null,"7 Уз.2",null,null,null,null,null,null,null,null,null,null,null,null,null,null,null,772,773,"2018-10-03","2022-10-03","ТСП-К",809208,"2018-09-19","2022-09-19"]
[313,"Радищева улица","9 Уз.1",null,"СТУ-1 М3",353,"2018-10-03","2022-10-03",null,null,null,null,null,null,null,null,null,null,834,835,"2018-10-03","2022-10-03","ТСП-К",809066,"2018-09-11","2022-09-11"]
[null,null,"9  Уз.2",null,null,null,null,null,null,null,null,null,null,null,null,null,null,null,836,837,"2018-10-03","2022-10-03","ТСП-К",809068,"2018-09-11","2022-09-11"]
[314,"Радищева улица",11,null,null,null,null,null,null,null,null,null,null,null,null,null,null,2354,848,849,"2019-11-20","2023-11-20"]
[315,"Радищева улица","13 Уз.1",null,"СТУ-1 М3",359,"2018-10-22","2022-10-22",null,null,null,null,null,null,null,null,null,null,867,909,"2018-10-22","2022-10-22","ТСП-К",809144,"2018-09-17","2022-09-17"]
[null,null,"13 Уз.2",null,null,null,null,null,null,null,null,null,null,null,null,null,null,null,913,914,"2018-10-22","2022-10-22","ТСП-К",809203,"2018-09-18","2022-09-18"]
[316,"Радищева улица",15,null,null,null,null,null,null,null,null,null,null,null,null,null,null,2378,908,909,"2019-11-19","2023-11-19"]
[317,"Радищева улица","17 Уз.1",null,"СТУ-1 М3",354,"2018-10-03","2022-10-03",null,null,null,null,null,null,null,null,null,null,838,839,"2018-10-03","2022-10-03","ТСП-К",809160,"2018-09-17","2022-09-17"]
[null,null,"17 Уз.2",null,null,null,null,null,null,null,null,null,null,null,null,null,null,null,840,841,"2018-10-03","2022-10-03","ТСП-К",809159,"2018-09-17","2022-09-17"]
[318,"Раменская",3,"а","СПТ 961.2",17910,"2019-11-11","2023-11-11",4723,697,698,"2019-11-18","2023-11-18","КТСПР-001",48710,"2019-07-10","2023-07-10",4722,694,695,"2019-11-18","2023-11-18","КТСПР-001",132,"2019-07-10","2023-07-10"]
[319,"Северный переулок",1,null,"СТУ-1",433,"2018-10-23","2022-10-23",null,null,null,null,null,null,null,null,null,null,1046,null,"2018-10-23","2022-10-23","ТСП-Н",809040,"2018-09-19","2022-09-19"]
[null,null,"1отопл.",null,"СТУ-1М3",611,"2020-06-16","2024-06-16",null,217,218,"2020-06-16","2024-06-16","ТСП-К","19-1000810","2020-05-13","2024-05-13"]
[320,"Северный переулок",2,null,"СТУ-1",452,"2018-10-23","2022-10-23",null,null,null,null,null,null,null,null,null,null,1103,1057,"2018-10-23","2022-10-23","ТСП-Н",709058,"2018-08-16","2022-08-16"]
[321,"Северный переулок",3,null,"СТУ-1",453,"2018-10-23","2022-10-23",null,null,null,null,null,null,null,null,null,null,1104,1058,"2018-10-23","2022-10-23","ТСП-Н",809153,"2018-09-17","2022-09-17"]
[322,"Северный переулок",4,null,"СТУ-1",434,"2018-10-23","2022-10-23",null,null,null,null,null,null,null,null,null,null,1048,null,"2018-10-23","2022-10-23","ТСП-Н",809050,"2018-09-20","2022-09-20"]
[null,null,"4отопл.",null,"СТУ-1 М3",627,"2020-06-25","2024-06-25",null,249,250,"2020-06-25","2024-06-25","ТСП-К","19-1000746","2020-05-13","2024-05-13"]
[323,"Северный переулок",5,null,"СТУ-1 М3",442,"2018-10-23","2022-10-23",null,null,null,null,null,null,null,null,null,null,1013,1014,"2018-10-23","2022-10-23","ТСП-К",809125,"2018-09-14","2022-09-14"]
[324,"Северный переулок",6,null,"СТУ-1",435,"2018-10-23","2022-10-23",null,null,null,null,null,null,null,null,null,null,1050,null,"2018-10-23","2022-10-23","ТСП-Н",809178,"2018-09-18","2022-09-18"]
[null,null,"6отопл",null,"СТУ-1",608,"2020-06-16","2024-06-16",null,211,212,"2020-06-16","2024-06-16","ТСП-К","19-1000788","2020-05-13","2024-05-13"]
[325,"Северный переулок",8,null,"СТУ-1",423,"2018-10-22","2022-10-22",null,null,null,null,null,null,null,null,null,null,910,992,"2018-10-22","2022-10-22","ТСП-Н",809168,"2018-09-18","2022-09-18"]
[326,"Северный переулок",10,null,"СТУ-1",454,"2018-10-23","2022-10-23",null,null,null,null,null,null,null,null,null,null,1105,1059,"2018-10-23","2022-10-23","ТСП-К",809059,"2018-09-11","2022-09-11"]
[327,"Семашко улица","6 Уз.1",null,"СТУ-1 М3",339,"2018-10-04","2022-10-04",null,null,null,null,null,null,null,null,null,null,567,569,"2018-10-04","2022-10-04","ТСП-К",809185,"2018-09-18","2022-09-18"]
[null,null,"6 Уз.2",null,null,null,null,null,null,null,null,null,null,null,null,null,null,null,576,579,"2018-10-04","2022-10-04","ТСП-К",809183,"2018-09-18","2022-09-18"]
[328,"Семашко улица","10 Уз.1",null,"СТУ-1 М3",346,"2018-10-03","2022-10-03",null,null,null,null,null,null,null,null,null,null,769,770,"2018-10-03","2022-10-03","ТСП-К",809229,"2018-09-19","2022-09-19"]
[null,null,"10 Уз.2",null,null,null,null,null,null,null,null,null,null,null,null,null,null,null,767,768,"2018-10-03","2022-10-03","ТСП-К",809219,"2018-09-19","2022-09-19"]
[null,null,"10 Уз.3",null,"СТУ-1 М3",347,"2018-10-03","2022-10-03",null,null,null,null,null,null,null,null,null,null,750,751,"2018-10-03","2022-10-03","ТСП-К",809197,"2018-09-18","2022-09-18"]
[null,null,"10 Уз.4",null,null,null,null,null,null,null,null,null,null,null,null,null,null,null,752,753,"2018-10-03","2022-10-03","ТСП-К",809207,"2018-09-20","2022-09-20"]
[329,"Семашко улица",14,null,null,null,null,null,null,null,null,null,null,null,null,null,null,2335,808,809,"2019-10-21","2023-10-21"]
[330,"Силкина улица",2,"А",null,null,null,null,null,null,null,null,null,null,null,null,null,2293,718,733,"2019-10-11","2023-10-11"]
[331,"Силкина улица",2,"Б",null,null,null,null,null,null,null,null,null,null,null,null,null,2332,802,803,"2019-10-10","2023-10-10"]
[332,"Силкина улица",3,null,null,null,null,null,null,null,null,null,null,null,null,null,null,2292,719,734,"2019-12-26","2023-12-26"]
[333,"Силкина улица",4,null,"СТУ-1",192,"2017-10-05","2021-10-05",null,null,null,null,null,null,null,null,null,null,496,497,"2017-10-05","2021-10-05","ТСП-Н",18906,"2017-08-21","2021-08-21"]
[334,"Силкина улица",4,"А",null,null,null,null,null,null,null,null,null,null,null,null,null,2288,715,729]
[335,"Силкина улица",5,null,"СПТ 961",17226,"2019-11-11","2023-11-11",null,null,null,null,null,null,null,null,null,4617,1038,1039,"2019-11-11","2023-11-11","КТСПР-001",296201,"2019-11-11","2022-11-11"]
[336,"Силкина улица",7,null,"СПТ 961",4541,"2019-11-11","2023-11-11",null,null,null,null,null,null,null,null,null,550,1040,1041,"2019-11-11","2023-11-11","КТСПР-001",297201,"2019-11-11","2022-11-11"]
[337,"Силкина улица",8,null,null,null,null,null,null,null,null,null,null,null,null,null,null,2282,704,705,"2019-10-11","2023-10-11"]
[338,"Силкина улица",8,"А","СТУ-1 М3",437,"2018-10-23","2022-10-23",null,null,null,null,null,null,null,null,null,null,1038,1039,"2018-10-23","2022-10-23","ТСП-К",809154,"2018-09-17","2022-09-17"]
[339,"Силкина улица",9,null,"СПТ 961",31062,"2017-11-24","2021-11-24",611,1046,1047,"2019-11-18","2023-11-18","КТСПР-001",294401,"2019-05-05","2022-05-05",461,1258,1261,"2019-11-11","2023-11-11","КТСПР-001",285301,"2019-05-05","2022-05-05"]
[340,"Силкина улица",10,null,"СТУ-1",179,"2017-10-05","2021-10-05",null,null,null,null,null,null,null,null,null,null,504,505,"2017-10-05","2021-10-05","ТСП-К",18907,"2017-08-21","2021-08-21"]
[341,"Силкина улица",11,null,"СПТ 961",32717,"2019-08-30","2023-08-30",null,null,null,null,null,null,null,null,null,3111,1042,1043,"2020-02-21","2024-02-21","КТСПР-001",107,"2019-07-10","2023-07-10"]
[342,"Силкина улица","12 Уз.1",null,"СТУ-1 М3",345,"2018-10-03","2022-10-03",null,null,null,null,null,null,null,null,null,null,763,764,"2018-10-03","2022-10-03","ТСП-К",709070,"2018-08-16","                   "]
[null,null,"12 Уз.2",null,null,null,null,null,null,null,null,null,null,null,null,null,null,null,765,766,"2018-10-03","2022-10-03","ТСП-К",709115,"2018-08-16","2022-08-16"]
[null,null,"12 Уз.3",null,"СТУ-1 М3",422,"2018-10-22","2022-10-22",null,null,null,null,null,null,null,null,null,null,990,991,"2018-10-22","2022-10-22","ТСП-К",809027,"2018-08-27","2022-08-27"]
[343,"Силкина улица",12,"А",null,null,null,null,null,null,null,null,null,null,null,null,null,2338,814,815,"2019-12-25","2023-12-25"]
[344,"Силкина улица",14,null,"СТУ-1 М3",424,"2018-10-22","2022-10-22",null,null,null,null,null,null,null,null,null,null,911,993,"2018-10-22","2022-10-22","ТСП-К",809231,"2018-09-19","2022-09-19"]
[345,"Силкина улица","18 Уз.1",null,"СТУ-1 М3",355,"2018-10-03","2022-10-03",null,null,null,null,null,null,null,null,null,null,842,843,"2018-10-03","2022-10-03","ТСП-К",809127,"2018-09-14","2022-09-14"]
[null,null,"18 Уз.2",null,null,null,null,null,null,null,null,null,null,null,null,null,null,null,846,845,"2018-10-03","2022-10-03","ТСП-К",809128,"2018-09-14","2022-09-14"]
[347,"Силкина улица","20 Уз.1",null,"СТУ-1 М3",331,"2018-10-04","2022-10-04",null,null,null,null,null,null,null,null,null,null,510,496,"2018-10-04","2022-10-04","ТСП-К",809149,"2018-09-17","2022-09-17"]
[null,null,"20 Уз.2",null,null,null,null,null,null,null,null,null,null,null,null,null,null,null,498,499,"2018-10-04","2022-10-04","ТСП-К",809150,"2018-09-17","2022-09-17"]
[348,"Силкина улица","21 Уз.1",null,"СТУ-1 М3",356,"2018-10-03","2022-10-03",null,null,null,null,null,null,null,null,null,null,848,849,"2018-10-03","2022-10-03","ТСП-К",809137,"2018-09-17","2022-09-17"]
[null,null,"21 Уз.2",null,null,null,null,null,null,null,null,null,null,null,null,null,null,null,844,847,"2018-10-03","2022-10-03","ТСП-К",809134,"2018-09-17","2022-09-17"]
[349,"Силкина улица",22,null,"СТУ-1",436,"2018-10-22","2022-10-22",null,null,null,null,null,null,null,null,null,null,1052,1053,"2018-10-22","2022-10-22","ТСП-К",809182,"2018-09-18","2022-09-18"]
[350,"Силкина улица","26 Уз.1",null,"СТУ-1 М3",357,"2018-10-03","2022-10-03",null,null,null,null,null,null,null,null,null,null,852,858,"2018-10-03","2022-10-03","ТСП-К",809212,"2018-09-19","2022-09-19"]
[null,null,"26 Уз.2",null,null,null,null,null,null,null,null,null,null,null,null,null,null,null,850,851,"2018-10-03","2022-10-03","ТСП-К",809209,"2018-09-19","2022-09-19"]
[351,"Силкина улица","28 Уз.1",null,"СТУ-1 М3",358,"2018-10-03","2022-10-03",null,null,null,null,null,null,null,null,null,null,820,821,"2018-10-03","2022-10-03","ТСП-К",809226,"2018-09-19","2022-09-19"]
[null,null,"28 Уз.2",null,null,null,null,null,null,null,null,null,null,null,null,null,null,null,824,825,"2018-10-03","2022-10-03","ТСП-К",809228,"2018-09-19","2022-09-19"]
[352,"Силкина улица",32,null,"СПТ 961",32719,"2019-08-30","2023-08-30",3112,1048,1050,"2017-12-13","2021-12-13","КТСПР-001",296001,"04.05.2019.","2022-05-04",460,1257,1259,"2019-11-11","2023-11-11","КТСПР-001",128,"2019-07-10","2023-07-10"]
[353,"Силкина улица",36,null,"СТУ-1",191,"2021-12-02","2025-12-02",null,null,null,null,null,null,null,null,null,null,494,495,"2021-12-02","2025-12-02","ТСП-Н",4091,"2021-12-01","2025-12-01"]
[354,"Силкина улица",40,null,"СТУ-1 М3",432,"2018-10-23","2022-10-23",null,null,null,null,null,null,null,null,null,null,1006,1007,"2018-10-23","2022-10-23","ТСП-К",809167,"2018-09-18","2022-09-18"]
[355,"Силкина улица","42 Уз.1",null,"СТУ-1",369,"2018-10-23","2022-10-23",null,null,null,null,null,null,null,null,null,null,1109,1054,"2018-10-23","2022-10-23","ТСП-К",809141,"2018-09-17","2022-09-17"]
[null,null,"42 Уз.2",null,null,null,null,null,null,null,null,null,null,null,null,null,null,null,1110,1055,"2018-10-23","2022-10-23","ТСП-К",809092,"2018-09-11","2022-09-11"]
[356,"Силкина улица","44 Уз.1",null,"СТУ-1 М3",325,"2018-10-04","2022-10-04",null,null,null,null,null,null,null,null,null,null,466,472,"2018-10-04","2022-10-04","ТСП-К",809060,"2018-09-11","2022-09-11"]
[null,null,"44 Уз.2",null,null,null,null,null,null,null,null,null,null,null,null,null,null,null,467,473,"2018-10-04","2022-10-04","ТСП-К",809064,"2018-09-11","2022-09-11"]
[357,"Советская улица","4 Уз.1",null,"СТУ-1 М3",425,"2018-10-22","2022-10-22",null,null,null,null,null,null,null,null,null,null,974,994,"2018-10-22","2022-10-22","ТСП-К",809123,"2018-09-14","2022-09-14"]
[null,null,"4 Уз.2",null,"СТУ-1 М3",367,"2018-10-23","2022-10-23",null,null,null,null,null,null,null,null,null,null,1092,1060,"2018-10-23","2022-10-23","ТСП-К",809202,"2018-09-18","2022-09-18"]
[null,null,"4 Уз.3",null,null,null,null,null,null,null,null,null,null,null,null,null,null,null,1091,1059,"2018-10-23","2022-10-23","ТСП-к",809131,"2018-09-14","2022-09-14"]
[358,"Советская улица",6,null,null,null,null,null,null,null,null,null,null,null,null,null,null,2281,702,703,"2019-09-17","2023-09-17"]
[359,"Советская улица",8,null,null,null,null,null,null,null,null,null,null,null,null,null,null,2285,710,711,"2019-09-17","2023-09-17"]
[360,"Советская улица",12,null,null,null,null,null,null,null,null,null,null,null,null,null,null,2283,706,707,"2019-09-17","2023-09-17"]
[361,"Советская улица",14,null,null,null,null,null,null,null,null,null,null,null,null,null,null,2284,708,709,"2019-09-17","2023-09-17"]
[362,"Советская улица","16 Уз.1",null,"СТУ-1 М3",340,"2018-10-03","2022-10-03",null,null,null,null,null,null,null,null,null,null,588,589,"2018-10-03","2022-10-03","ТСП-К",809101,"2018-09-11","2022-09-11"]
[null,null,"16 Уз.3",null,null,null,null,null,null,null,null,null,null,null,null,null,null,null,590,591,"2018-10-03","2022-10-03","ТСП-К",809109,"2018-09-14","2022-09-14"]
[null,null,"16 Уз.2",null,"СТУ-1 М3",445,"2018-10-23","2022-10-23",null,null,null,null,null,null,null,null,null,null,1022,1023,"2018-10-23","2022-10-23","ТСП-К",809105,"2018-09-14","2022-09-14"]
[363,"Советская улица",22,null,null,null,null,null,null,null,null,null,null,null,null,null,null,2367,875,876,"2019-11-28","2023-11-28"]
[364,"Советская улица",24,null,null,null,null,null,null,null,null,null,null,null,null,null,null,2314,765,766,"2019-11-28","2023-11-28"]
[365,"Сосина улица",1,null,"СПТ 961",4575,"2019-11-11","2023-11-11",4021,1028,1029,"2019-05-05","2023-05-05","КТСПР-001",283901,"2019-05-04","2022-05-04",380,1063,null,"2019-11-11","2023-11-11","КТСПР-001",4009,"2017-05-28","2021-05-28"]
[366,"Сосина улица",5,null,"СТУ-1",431,"2018-10-22","2022-10-22",null,null,null,null,null,null,null,null,null,null,1004,1005,"2018-10-22","2022-10-22","ТСП-К",809114,"2018-09-14","2022-09-14"]
[367,"Ушакова улица",4,null,"СТУ-1",3197,"2020-09-30","2024-09-30",null,null,null,null,null,null,null,null,null,null,196,null,"2020-09-30","2024-09-30","ТСП-Н",4113,"2020-09-30","2024-09-30"]
[368,"Ушакова улица",6,null,"СТУ-1",3195,"2020-09-30","2024-09-30",null,null,null,null,null,null,null,null,null,null,194,null,"2020-09-30","2024-09-30","ТСП-Н",4099,"2020-09-30","2024-09-30"]
[null,null,"6отопл",null,"СТУ-1М2",3967,"2021-10-20","2025-10-20",null,414,415,"2021-10-20","2025-10-20","ТСП-К","20-02942","2021-05-27","2025-05-27"]
[369,"Ушакова улица",8,null,"СТУ-1",3200,"2020-09-30","2024-09-30",null,null,null,null,null,null,null,null,null,null,199,null,"2020-09-30","2024-09-30","ТСП-Н",4109,"2020-09-30","2024-09-30"]
[370,"Ушакова улица",10,null,"СТУ-1",3227,"2020-09-30","2024-09-30",null,null,null,null,null,null,null,null,null,null,249,null,"2020-09-30","2024-09-30","ТСП-Н",4106,"2020-09-30","2024-09-30"]
[371,"Ушакова улица",12,null,"СТУ-1",3154,"2020-09-30","2024-09-30",null,null,null,null,null,null,null,null,null,null,64,null,"2020-09-30","2024-09-30","ТСП-Н",4091,"2020-09-30","2024-09-30"]
[null,null,"12отопл.",null,"СТУ-1М2",3982,"2021-10-20","2025-10-20",null,412,413,"2021-10-20","2025-10-20","ТСП-К","20-02970","2021-05-27","2025-05-27"]
[372,"Ушакова улица",14,null,"СТУ-1",3223,"2020-09-30","2024-09-30",null,null,null,null,null,null,null,null,null,null,246,null,"2020-09-30","2024-09-30","ТСП-Н",4085,"2020-09-30","2022-09-30"]
[373,"Ушакова улица",16,null,"СТУ-1",3221,"2020-09-30","2024-09-30",null,null,null,null,null,null,null,null,null,null,244,null,"2020-09-30","2024-09-30","ТСП-Н",2305,"2020-09-30","2022-09-30"]
[374,"Ушакова улица",18,null,"СТУ-1",3202,"2020-09-30","2024-09-30",null,null,null,null,null,null,null,null,null,null,201,null,"2020-09-30","2024-09-30","ТСП-Н",2318,"2020-09-30","2022-09-30"]
[375,"Ушакова улица",20,null,"СТУ-1",3204,"2020-09-30","2024-09-30",null,null,null,null,null,null,null,null,null,null,203,null,"2020-09-30","2024-09-30","ТСП-Н",4082,"2020-09-30","2022-09-30"]
[376,"Фрунзе улица",3,null,"СТУ-1",3212,"2020-09-30","2024-09-30",null,null,null,null,null,null,null,null,null,null,235,null,"2020-09-30","2024-09-30","ТСП-Н",4088,"30.09.2020.","2022-09-30"]
[377,"Фрунзе улица","5 отопл",null,"СТУ-1 М3",555,"2019-10-08","2023-10-08",null,828,829,"2019-10-08","2023-10-08","ТСП-К",191000061,"2019-09-30","2023-09-30"]
[null,null,"5 гвс"]
[378,"Фрунзе улица",11,null,"СТУ-1",3161,"2020-09-30","2024-09-30",null,null,null,null,null,null,null,null,null,null,290,null,"2020-09-30","2024-09-30","ТСП-Н",4116,"2020-09-30","2022-09-30"]
[379,"Фрунзе улица",18,null,"СТУ-1",3222,"2020-09-30","2024-09-30",null,null,null,null,null,null,null,null,null,null,245,null,"2020-09-30","2024-09-30","ТСП-Н",4087,"2020-09-30","2022-09-30"]
[380,"Фрунзе улица",19,null,"СТУ-1",3209,"2020-09-30","2024-09-30",null,null,null,null,null,null,null,null,null,null,232,null,"2020-09-30","2024-09-30","ТСП-Н",4090,"2020-09-30","2022-09-30"]
[381,"Фрунзе улица",22,null,"СТУ-1",3190,"2020-06-30","2024-06-30",null,null,null,null,null,null,null,null,null,null,189,null,"2020-06-30","2024-06-30","ТСП-Н",4081,"2020-07-21","2022-07-21"]
[null,null,"22отопл.",null,"СТУ-1М2",3976,"2021-10-20","2025-10-20",null,402,403,"2021-10-20","2025-10-20","ТСП — К","20-02901","2021-05-26","2025-05-26"]
[382,"Фрунзе улица",23,null,"СТУ-1",3160,"2020-09-30","2024-09-30",null,null,null,null,null,null,null,null,null,null,74,null,"2020-09-30","2024-09-30","ТСП-Н",4089,"2020-09-30","2022-09-30"]
[383,"Фрунзе улица",25,null,"СТУ-1",3192,"2020-09-30","2024-09-30",null,null,null,null,null,null,null,null,null,null,191,null,"2020-09-30","2024-09-30","ТСП-Н",4100,"2020-09-30","2022-09-30"]
[null,null,"25отопл.",null,"СТУ-1М2",3968,"2021-10-20","2025-10-20",null,216,217,"2021-10-20","2025-10-20","ТСП-К","20-02977","2021-05-27","2025-05-27"]
[384,"Фрунзе улица",26,null,"СТУ-1",375,"2018-10-01","2022-10-01",null,null,null,null,null,null,null,null,null,null,862,null,"2018-10-01","2022-10-01","ТСП-101",809020,"2018-09-12","2022-09-12"]
[null,null,"26отопл.",null,"СТУ-1М3",631,"2020-06-25","2024-06-25",null,257,258,"2020-06-25","2024-06-25","ТСП-К",706062,"2021-12-01","2025-12-01"]
[385,"Фрунзе улица",27,null,"СТУ-1",3186,"2020-09-30","2024-09-30",null,null,null,null,null,null,null,null,null,null,185,null,"2020-09-30","2024-09-30","ТСП-Н",2237,"2020-09-30","2022-09-30"]
[null,null,"27отопл.",null,"СТУ-1М3",648,"2020-07-15","2024-07-15",null,292,293,"2020-07-15","2024-07-15","ТСП-К","19-1000803","2020-05-13","2024-05-13"]
[386,"Чапаева улица",7,null,"СТУ-1",3145,"2016-06-09","2020-06-09",null,null,null,null,null,null,null,null,null,null,37,null,"2016-06-09","2020-06-09","ТСП-Н",4110,"2016-07-21","2020-07-21"]
[387,"Чапаева улица",8,null,"СТУ-1",3147,"2016-06-09","2020-06-09",null,null,null,null,null,null,null,null,null,null,41,null,"2020-08-28","2024-08-28","ТСП-Н",4114,"2020-08-28","2022-08-28"]
[388,"Чапаева улица",15,null,"СТУ-1 М3",376,"2018-10-01","2022-10-01",null,null,null,null,null,null,null,null,null,null,859,null,"2018-10-01","2022-10-01","ТСП-Н",809009,"2018-09-12","2022-09-12"]
[389,"Чапаева улица",19,null,"СТУ-1 М3",377,"2018-10-01","2022-10-01",null,null,null,null,null,null,null,null,null,null,860,null,"2018-10-01","2022-10-01","ТСП-Н",809048,"2018-09-19","2022-09-19"]
[390,"Чапаева улица",23,null,"СТУ-1 М3",379,"2018-10-01","2022-10-01",null,null,null,null,null,null,null,null,null,null,861,null,"2018-10-01","2022-10-01","ТСП-Н",809037,"2018-09-19","2022-09-19"]
[null,null,"23отопл.",null,"СТУ-1 М3",630,"2020-06-16","2024-06-16",null,255,256,"2020-06-16","2024-06-16","ТСП-К","19-1000697","2020-04-28","2024-04-28"]
[391,"Чапаева улица",27,null,"СТУ-1",199,"2021-12-02","2025-12-02",null,null,null,null,null,null,null,null,null,null,519,520,"2021-12-02","2025-12-02","ТСП-К",18921,"2021-12-01","2025-12-01"]
[392,"Шверника улица","3 отопл.",null,"СТУ-1 М3",569,"2019-10-08","2023-10-08",null,885,886,"2019-10-08","2023-10-08","ТСП-К",1900392,"2019-10-08","2023-10-08"]
[null,null,"3 гвс",null,"СТУ-1",3181,"2020-08-28","2024-08-28",null,null,null,null,null,null,null,null,null,null,51,null,"28.08.2020.","2024-08-28","ТСП-Н",2315,"2020-08-28","2022-08-28"]
[393,"Шверника улица"," 4 отопл.",null,"СТУ-1 М3",571,"2019-10-08","2023-10-08",null,889,890,"2019-10-08","2023-10-08","ТСП-К",1900901,"2019-10-08","2023-10-08"]
[null,null,"4 гвс",null,"СТУ-1",3189,"2020-08-28","2024-08-28",null,null,null,null,null,null,null,null,null,null,188,null,"2020-08-28","2024-08-28","ТСП-Н",2308,"2020-08-28","2022-08-28"]
[394,"Шверника улица","5 гвс",null,"СТУ-1",3176,"2020-08-28","2024-08-28",null,null,null,null,null,null,null,null,null,null,37,null,"2020-08-28","2024-08-28","ТСП-Н",2328,"2020-08-28","2022-08-28"]
[null,"Шверника улица","5 отопл.",null,"СТУ-1 М3",566,"2019-10-08","2023-10-08",null,877,878,"2019-10-08","2023-10-08","ТСП-К",1900897,"2019-09-19","2023-09-19"]
[395,"Шверника улица","7 отопл.",null,"СТУ-1М3",565,"2019-10-08","2023-10-08",null,879,880,"2019-10-08","2023-10-08","ТСП-К",1900903,"2019-09-19","2023-09-19"]
[null,null,"7 гвс",null,"СТУ-1",3180,"2020-08-28","2024-08-28",null,null,null,null,null,null,null,null,null,null,46,null,"2020-08-28","2024-08-28","ТСП-Н",2310,"2020-08-28","2022-08-28"]
[396,"Шверника улица",9,null,"СТУ-1",3208,"2020-08-28","2024-08-28",null,null,null,null,null,null,null,null,null,null,205,null,"2020-08-28","2024-08-28","ТСП-Н",2321,"2020-08-28","2022-08-28"]
[null,"Шверника улица","9 отопл.",null,"СТУ-1 М3",568,"2019-10-08","2023-10-08",null,883,884,"2019-10-08","2023-10-08","ТСП-К",1900899,"2019-09-19","2023-09-19"]
[397,"Шверника улица","10 отопл.",null,"СТУ-1М3",562,"2019-10-08","2023-10-08",null,871,872,"2019-10-08","2023-10-08","ТСП-К",1900357,"2019-09-19","2023-09-19"]
[null,null,"10 гвс",null,"СТУ-1",3175,"2020-08-28","2024-08-28",null,null,null,null,null,null,null,null,null,null,36,null,"2020-08-28","2024-08-28","ТСП-Н",2216,"2020-08-28","2022-08-28"]
[398,"Шверника улица",12,null,"СТУ-1",3210,"2020-08-28","2024-08-28",null,null,null,null,null,null,null,null,null,null,233,null,"2020-08-28","2024-08-28","ТСП-Н",2226,"2020-08-28","  "]
[null,null,"12отопл.",null,"СТУ-1М2",3971,"2021-10-20","2025-10-20",null,236,237,"2021-10-20","2025-10-20","ТСП-К","20-02971","2021-05-27","2025-05-27"]
[399,"Шверника улица",15,null,"СПТ 961.2",23940,"2017-05-25","2021-05-25",3700,920,921,"2019-10-24","2023-10-24","КТСПР 001",415,"2017-07-21","2021-07-21",3705,809,null,"2019-10-24","2023-10-24","КТСПР 001",421,"2017-05-25","2021-05-25"]
[400,"Шверника улица",15,"А",null,null,null,null,null,null,null,null,null,null,null,null,null,2334,806,807,"2019-08-30","2023-08-30"]
[401,"Шверника улица","15 Уз.1","Б","СТУ-1 М3",337,"2018-10-04","2022-10-04",null,null,null,null,null,null,null,null,null,null,580,581,"2018-10-04","2022-10-04","ТСП-К",809200,"2018-09-18","2022-09-18"]
[null,null,"15 Уз.2","Б",null,null,null,null,null,null,null,null,null,null,null,null,null,null,582,583,"2018-10-04","2022-10-04","ТСП-К",809195,"2018-09-18","2022-09-18"]
[402,"Шверника улица",15,"В",null,null,null,null,null,null,null,null,null,null,null,null,null,2333,804,805,"2019-08-30","2023-08-30"]
[403,"Шверника улица",15,"Г","СТУ-1",195,"2017-10-05","2021-10-05",null,null,null,null,null,null,null,null,null,null,502,503,"2017-10-05","2021-10-05","ТСП-Н",18915,"2017-08-21","2021-08-21"]
[404,"Шверника улица",17,null,"СТУ-1",380,"2018-10-01","2022-10-01",null,null,null,null,null,null,null,null,null,null,854,null,"2018-10-01","2022-10-01","ТСП-Н",809039,"2018-09-19","2022-09-19"]
[405,"Шверника улица",18,null,"СТУ-1",381,"2018-10-01","2022-10-01",null,null,null,null,null,null,null,null,null,null,855,null,"2018-10-01","2022-10-01","ТСП-Н",806045,"2018-09-17","2022-09-17"]
[null,null,"18отопл.",null,"СТУ-1М2",4003,"2021-10-25","2025-10-25",null,398,399,"2021-10-25","2025-10-25","ТСП — К","20-02979","2021-05-27","2025-05-27"]
[406,"Шверника улица",21,null,null,null,null,null,null,null,null,null,null,null,null,null,null,2279,698,699,"2019-08-28","2023-08-28"]
[null,null,"21отопл.",null,"СТУ-1 М3",638,"2020-06-25","2024-06-25",null,272,273,"2020-06-25","2024-06-25","ТСП-К","19-1000713","2020-04-09","2024-04-09"]
[407,"Шверника улица",22,null,"СТУ-1",382,"2018-10-01","2022-10-01",null,null,null,null,null,null,null,null,null,null,856,null,"2018-10-01","2022-10-01","ТСП-101",809018,"2018-09-12","2022-09-12"]
[null,null,"22отопл.",null,"СТУ-1М2",3977,"2021-10-20","2025-10-20",null,338,339,"2021-10-20","2025-10-20","ТСП-К","20-02948","2021-05-27","2025-05-27"]
[408,"Шверника улица",23,null,null,null,null,null,null,null,null,null,null,null,null,null,null,2307,775,774,"2019-09-02","2023-09-02"]
[409,"Шверника улица",24,null,"СТУ-1",225,"2017-10-27","2021-10-27",null,null,null,null,null,null,null,null,null,null,631,null,"2017-10-27","2021-10-27","ТСП-Н",6412,"2017-08-21","2021-08-21"]
[null,null,"24 отопл.",null,"СТУ-1М2",4005,"2021-10-25","2025-10-25",null,346,347,"2021-10-25","2025-10-25","ТСП — К","20-02939","2021-05-27","2025-05-27"]
[410,"Шверника улица",25,null,null,null,null,null,null,null,null,null,null,null,null,null,null,2312,702,703,"2019-08-30","2023-08-30"]
[411,"Шверника улица",26,null,"СТУ-1",3198,"2020-08-28","2024-08-28",null,null,null,null,null,null,null,null,null,null,197,null,"2020-08-28","2024-08-28","ТСП-Н",4092,"2020-08-28","2022-08-28"]
[null,null,"26отопл.",null,"СТУ-1 М3",639,"2020-06-25","2024-06-25",null,274,275,"2020-06-25","2024-06-25","ТСП-К","19-1000796","2020-05-13","2024-05-13"]
[412,"Шверника улица",27,null,"СТУ-1",438,"2018-10-23","2022-10-23",null,null,null,null,null,null,null,null,null,null,1040,1041,"2018-10-23","2022-10-23","ТСП-К",809165,"2018-09-18","2022-09-18"]
[413,"Шверника улица",45,null,"СТУ-1",184,"2021-12-02","2025-12-02",null,null,null,null,null,null,null,null,null,null,482,483,"2021-12-02","2025-12-02","ТСП-Н",18903,"2021-12-01","2025-12-01"]
[414,"Шевченко улица",8,null,"СТУ-1",3163,"2020-09-30","2024-09-30",null,null,null,null,null,null,null,null,null,null,173,null,"2020-09-30","2024-09-30","ТСП-Н",4093,"2020-09-30","2022-09-30"]
[null,null,"8отопл.",null,"СТУ-1М2",3983,"2021-10-20","2025-10-20",null,431,432,"2021-10-20","2025-10-20","ТСП-К","20-02890","2021-05-26","2025-05-26"]
[415,"Шевченко улица",10,null,"СТУ-1",3225,"2020-09-30","2024-09-30",null,null,null,null,null,null,null,null,null,null,248,null,"2020-09-30","2024-09-30","ТСП-Н",2228,"2020-09-30","2022-09-30"]
[416,"Шевченко улица",14,null,"СТУ-1",3167,"2020-09-30","2024-09-30",null,null,null,null,null,null,null,null,null,null,177,null,"2020-09-30","2024-09-30","ТСП-Н",2206,"2020-09-30","2022-09-30"]
[null,null,"14отопл.",null,"СТУ-1М2",3981,"2021-10-20","2025-10-20",null,406,407,"2021-10-20","2025-10-20","ТСП — К","20-02974","2021-05-27","2025-05-27"]
[417,"Шевченко улица",16,null,"СТУ-1",3166,"2020-09-30","2024-09-30",null,null,null,null,null,null,null,null,null,null,176,null,"2020-09-30","2024-09-30","ТСП-Н",2323,"2020-09-30","2022-09-30"]
[null,null,"16отопл.",null,"СТУ-1М2",4000,"2021-10-25","2025-10-25",null,396,397,"2021-10-25","2025-10-25","ТСП — К","20-02894","2021-05-26","2025-05-26"]
[418,"Шевченко улица",17,null,"СТУ-1",383,"2018-10-01","2022-10-01",null,null,null,null,null,null,null,null,null,null,857,null,"2018-10-01","2022-10-01","ТСП-101",809027,"2018-09-18","2022-09-18"]
[null,null,"17отопл.",null,"СТУ-1 М3",621,"2020-06-16","2024-06-16",null,237,238,"2020-06-16","2024-06-16","ТСП-К","19-1000741","2020-05-13","2024-05-13"]
[419,"Шевченко улица",18,null,"СТУ-1",3165,"2020-09-30","2024-09-30",null,null,null,null,null,null,null,null,null,null,175,null,"2020-09-30","2024-09-30","ТСП-Н",4086,"2020-09-30","2022-09-30"]
[null,null,"18отопл.",null,"СТУ-1М2",3990,"2021-10-20","2025-10-20",null,394,395,"2021-10-20","2025-10-20","ТСП — К","20-02943","2021-05-27","2025-05-27"]
[420,"Шевченко улица",19,null,"СТУ-1",384,"2018-10-01","2022-10-01",null,null,null,null,null,null,null,null,null,null,868,null,"2018-10-01","2022-10-01","ТСП-101",806046,"2018-09-17","2022-09-17"]
[null,null,"19отопл.",null,"СТУ-1М3",622,"2020-06-16","2024-06-16",null,239,240,"2020-06-16","2024-06-16","ТСП-К","19-1000744","2020-05-13","2024-05-13"]
[421,"Шевченко улица",20,null,"СТУ-1",3162,"2020-09-30","2024-09-30",null,null,null,null,null,null,null,null,null,null,292,null,"2020-09-30","2024-09-30","ТСП-Н",4112,"2020-09-30","2022-09-30"]
[422,"Шевченко улица",22,null,"СТУ-1",213,"2021-12-02","2025-12-02",null,null,null,null,null,null,null,null,null,null,663,null,"2021-12-02","2025-12-02","ТСП-Н",6369,"2021-12-01","2025-12-01"]
[423,"Шевченко улица",24,null,"СТУ-1",220,"2021-12-02","2025-12-02",null,null,null,null,null,null,null,null,null,null,608,null,"2021-12-02","2025-12-02","ТСП-Н",6409,"2021-12-01","2025-12-01"]
[424,"Шевченко улица",28,null,"СТУ-1",385,"2018-10-01","2022-10-01",null,null,null,null,null,null,null,null,null,null,869,null,"2018-10-01","2022-10-01","ТСП-Н",809049,"2018-09-20","2022-09-20"]
[425,"Шевченко улица",29,null,"СТУ-1",386,"2018-10-01","2022-10-01",null,null,null,null,null,null,null,null,null,null,870,null,"2018-10-01","2022-10-01","ТСП-Н",809016,"2018-09-12","2022-09-12"]
[null,null,"29отопл.",null,"СТУ-1 М3",614,"2020-06-16","2024-06-16",null,223,224,"2020-06-16","2024-06-16","ТСП-К","19-1000782","2020-05-13","2024-05-13"]
[426,"Шевченко улица",30,null,"СТУ-1",221,"2021-12-02","2025-12-02",null,null,null,null,null,null,null,null,null,null,609,null,"2021-12-02","2025-12-02","ТСП-Н",6410,"2021-12-01","2025-12-01"]
[427,"Шевченко улица",32,null,"СТУ-1",223,"2017-10-26","2021-10-26",null,null,null,null,null,null,null,null,null,null,610,null,"2017-10-26","2021-10-26","ТСП-Н",6413,"2017-08-21","2021-08-21"]
[428,"Шевченко улица",34,null,"СТУ-1",694,"2020-10-09","2024-10-09",null,null,null,null,null,null,null,null,null,null,630,null,"2020-10-09","2024-10-09","ТСП-Н",6395,"01..12.2021","2025-12-01"]
[429,"Шевченко улица",35,null,"СТУ-1",229,"2021-12-02","2025-12-02",null,null,null,null,null,null,null,null,null,null,652,null,"2021-12-02","2025-12-02","ТСП-Н",6387,"2021-12-01","2025-12-01"]
[null,null,"35отопл.",null,"СТУ-1М3",623,"2020-06-16","2024-06-16",null,241,242,"2020-06-16","2024-06-16","ТСП-К","19-1000802","2020-05-13","2024-05-13"]
[430,"Шевченко улица",36,null,"СТУ-1",232,"2021-12-02","2025-12-02",null,null,null,null,null,null,null,null,null,null,600,null,"2021-12-02","2025-12-02","КТСПР 001",108203,"2021-12-01","2025-12-01"]
[null,null,"36отопл.",null,"СТУ-1М2",3985,"2021-10-20","2025-10-20",null,437,438,"2021-10-20","2025-10-20","ТСП-К","20-02914","2021-05-26","2025-05-26"]
[431,"Шевченко улица",37,null,"СТУ-1",233,"2017-10-26","2021-10-26",null,null,null,null,null,null,null,null,null,null,601,null,"2017-10-26","2021-10-26","ТСП-Н",6389,"2017-08-21","2021-08-21"]
[null,null,"37отопл",null,"СТУ-1М3",619,"2020-06-16","2024-06-16",null,233,234,"2020-06-16","2024-06-16","ТСП-К","19-1000659","2020-04-09","2024-04-09"]
[432,"Шевченко улица",38,null,"СТУ-1",234,"2017-10-26","2021-10-26",null,null,null,null,null,null,null,null,null,null,602,null,"2017-10-26","2021-10-26","ТСП-Н",6417,"2017-08-21","2021-08-21"]
[433,"Шевченко улица",42,null,"СТУ-1",236,"2017-10-26","2021-10-26",null,null,null,null,null,null,null,null,null,null,604,null,"2017-10-26","2021-10-26","ТСП-Н",6424,"2017-08-21","2021-08-21"]
[434,"Шевченко улица",44,null,"СТУ-1",378,"2018-10-01","2022-10-01",null,null,null,null,null,null,null,null,null,null,853,null,"2018-10-01","2022-10-01","ТСП-К",809136,"2018-09-17","2022-09-17"]
[435,"Шевченко улица",46,null,"СТУ-1",237,"2017-10-26","2021-10-26",null,null,null,null,null,null,null,null,null,null,605,null,"2017-10-26","2021-10-26","ТСП-Н",6426,"2017-08-21","2021-08-21"]
[436,"Школьная улица",4,null,"СПТ 961.2",19342,"2019-05-05","2023-05-05",2223,155,156,"2019-11-11","2023-11-11","КТСПР-001",124,"2019-07-10","2023-07-10","ETWI 20,15",6818390,6599618,"2019-11-11","2023-11-11","КТСПР-001",1909,"2017-07-22","2021-07-22"]
[437,"Школьная улица",6,null,"СПТ 961",6900,"2017-04-17","2021-04-17",3708,900,899,"2019-10-21","2023-10-21","КТСПР-001",123,"2019-07-10","2023-07-10","ETWI 20,15",609286,6549005,"08.20-03.17","08.24-03.21","КТСПР-001",291801,"2018-05-04","2022-05-04"]
[438,"Юности улица",1,null,"СТУ-1",360,"2018-10-22","2022-10-22",null,null,null,null,null,null,null,null,null,null,1061,1062,"2018-10-22","2022-10-22","ТСП-К",809188,"2018-09-18","2022-09-18"]
[439,"Юности улица","3 Уз.1",null,"СТУ-1 М3",330,"2019-06-26","2023-06-26",null,null,null,null,null,null,null,null,null,null,513,509,"2019-06-26","2023-06-26","ТСП-К",809093,"2018-09-11","2022-09-11"]
[null,null,"3 Уз.2",null,null,null,null,null,null,null,null,null,null,null,null,null,null,null,506,507,"2019-06-26","2023-06-26","ТСП-К",809094,"2018-09-11","2022-09-11"]
[440,"Юности улица",5,2,null,null,null,null,null,null,null,null,null,null,null,null,null,2381,921,922,"2019-10-10"," "]
[441,"Юности улица",5,4,null,null,null,null,null,null,null,null,null,null,null,null,null,2343,824,825,"2019-11-05","2023-11-05"]
[442,"Юности улица",7,null,null,null,null,null,null,null,null,null,null,null,null,null,null,2278,696,697,"2019-10-10","2023-10-10"]
[443,"Юности улица",13,null,null,null,null,null,null,null,null,null,null,null,null,null,null,2317,771,772,"2019-11-05","2023-11-05"]
[444,"Юности улица",16,null,"СПТ 961",5257,"2019-11-11","2023-11-11",452,1529,1536,"2017-05-27","2021-05-27","КТСПР-001",16037,"2019-05-05","2023-05-05",454,1194,1200,"2021-09-02","2025-09-02","КТСПР-001",296701,"2019-05-05","2023-05-05"]
[445,"Юности улица",18,null,"СПТ 961",4472,"2019-11-11","2023-11-11",451,1526,1527,"2019-11-11","2023-11-11","КТСПР-001",295701,"2019-05-04","2023-05-04",504,1199,1201,"2019-11-11","2023-11-11","КТСПР-001",131,"2019-07-10","2023-07-10"]
[446,"Юности улица","20 Уз.1",null,"СТУ-1 М3",344,"2018-10-03","2022-10-03",null,null,null,null,null,null,null,null,null,null,759,760,"2018-10-03","2022-10-03","ТСП-К",809191,"2018-09-18","2022-09-18"]
[null,null,"20 Уз.2",null,null,null,null,null,null,null,null,null,null,null,null,null,null,null,761,762,"2018-10-03","2022-10-03","ТСП-К",809201,"2018-09-18","2022-09-18"]
[447,"Юности улица",25,null,"СПТ 961",17327,"2020-09-30","2024-09-30",453,1533,1534,"2019-11-11","2023-11-11","КТСПР-001",293501,"2019-05-04","2023-05-04",456,1196,1197,"2021-09-02","2025-09-02","КТСПР-001",295901,"2019-05-04","2023-05-04"]
[448,"Юности улица",27,null,"СТУ-1 М3",409,"2018-10-22","2022-10-22",null,null,null,null,null,null,null,null,null,null,893,899,"2018-10-22","2022-10-22","ТСП-К",809230,"2018-09-19","2022-09-19"]
[449,"Юности улица","31",null,"СТУ-1 М3",412,"2018-10-22","2022-10-22",null,null,null,null,null,null,null,null,null,null,895,903,"2018-10-22","2022-10-22","ТСП-К",709018,"2018-08-16","2022-08-16"]
[450,"Юности улица","29",null,null,null,null,null,null,null,null,null,null,null,null,null,null,2315,767,768,"2019-12-13","2023-12-13"]
[451,"Юности улица",33,null,null,null,null,null,null,null,null,null,null,null,null,null,null,2375,902,903,"2019-12-13","2023-12-13"]
[452,"Юности улица",35,null,null,null,null,null,null,null,null,null,null,null,null,null,null,2365,866,867,"2019-12-13","2023-12-13"]
[453,"Юности улица",37,null,"СТУ-1 М3",416,"2018-10-22","2022-10-22",null,null,null,null,null,null,null,null,null,null,962,963,"2018-10-22","2022-10-22","ТСП-К",809220,"2018-09-19","                                                                                                                                                                                                                                          "]
[]
[null,"Нежилые помещения"]
[]
[454,"Пионерская улица",20,"А","СПТ 961",32720,"2019-08-30","2023-08-30",4484,131,132,"2019-11-11","2023-11-11","КТСПР-001",129,"2019-07-10","2023-07-10","СВК 15-3-2и",805702,null,"2017-05-27","2021-05-27","КТСП-Н",133,"2019-07-10","2023-07-10"]
[455,"Семашко улица",1,null,"СПТ 961.2",18014,"2019-05-05","2023-05-05",4653,133,134,"2019-05-05","2023-05-05","КТСПР-001",34910,"2019-05-05","2023-05-05","СВК15/СВК15",183800,579009,"2017-03-28","2021-03-28","КТСПР-001",36310,"2019-05-05","2023-05-05"]
[457,"Советская улица",10,"А","СПТ 961.2",17333,"2017-05-29","2021-05-29",5781,1456,1457,"2017-04-14","2021-04-14","КТСПР-001",49010,"2019-05-05","2023-05-05","СВК 15-3-2и",805108,null,"2017-05-27","2021-05-27","КТСПР-001",3609,"2019-05-05","2023-05-05"]
[458,"Курчатова улица",29,null,"СПТ 961",27284,"2020-07-07","2024-07-07",389,1133,1140,"2019-05-06","2024-05-06","КТСПР-001",108003,"2021-07-07","2025-07-07"]
[459,"Шверника улица",30,null,"СПТ 961.2",18015,"2020-07-07","2024-07-07",4985,3053,3054,"2019-05-04","2023-05-04","КТСПР-001",29397,"2017-09-29","2021-09-29","СВК 15-3-2и",107501,null,"2017-05-27","2021-05-27","КТСПР-001",364502,"2017-07-22","2021-07-22"]
[460,"Шевченко улица",27,"А","СПТ 961.2",18016,"2019-05-05","2023-05-05",5780,894,895,"2017-04-14","2021-04-14","КТСПР-001",35010,"2019-05-05","2023-05-05","СВК 15-3-2и",108102,null,"2017-05-27","2021-05-27","КТСПР-001",3409,"2019-05-05","2023-05-05"]
[461,"Южное шоссе улица",10,null,"СТУ-1",2008,"2019-05-04","2023-05-04",null,55,56,"2019-05-04","2023-05-04","КТПТР-01",16025,"2019-05-04","2023-05-04"]
[]
[null,"Общежития"]
[]
[462,"Герцена улица",11,null,"СПТ 961.2",29572,"2020-07-24","2024-07-24",2620,88,89,"2020-08-04","2024-08-04","КТСПР-001",533802,"2020-08-04","2024-08-04",2619,110,111,"2020-08-04","2024-08-04","КТСПР-001",532702,"2020-08-04","2024-08-04"]
[463,"Зернова улица",37,null,"СПТ 961",29577,"2020-07-24","2024-07-24",1000,124,125,"2018-08-02","2022-08-02","КТСПР-001",531902,"2018-07-10","2022-07-10","ВДГ",65011,316039,null,null,"КТСПР-001",532802,"2018-07-10","2022-07-10"]
[464,"Зернова улица",39,null,"СПТ 961",5255,"2017-09-13","2021-09-13",1537,1077,1078,"2017-10-26","2021-10-26","КТСПР-001",49306,"2018-07-10","2022-07-10",1538,1075,1076,"2017-10-26","2021-10-26","КТСПР-001",243,"2017-09-05","2021-09-05"]
[465,"Зернова улица",60,1,"СПТ 961",12030,"2018-07-11","2022-07-11","ТЭМ 212-32",15211,15212,"2017-10-02","2021-10-02","КТСПР-001",242606,"2018-07-10","2022-07-10","ВСТН-32",40055327,40055335,"2017-10-11","2021-10-11","КТСПР-001",198306,"2018-07-10","2022-07-10"]
[466,"Зернова улица",60,2,"СПТ 961",12535,"2020-08-04","2024-08-04","ТЭМ 212-32",15215,15198,"2017-10-02","2021-10-02","КТСПР-001",242806,"2018-07-10","2022-07-10","ВСТН-32",40055322,40055315,"2017-10-11","2021-10-11","КТСПР-001",243206,"2018-07-10","2022-07-10"]
[467,"Зернова улица",62,1,"СПТ 961",12529,"2020-08-04","2024-08-04","ТЭМ 212-32",15224,15227,"2017-10-02","2021-10-02","КТСПР-001",240106,"2018-07-10","2022-07-10","ВСТН-32",40055318,40055347,"2017-10-11","2021-10-11","КТСПР-001",239906,"2018-07-10","2022-07-10"]
[468,"Зернова улица",62,2,"СПТ 961",12027,"2018-07-11","2022-07-11","ТЭМ 212-32",15205,15220,"2017-10-02","2021-10-02","КТСПР-001",239506,"2018-07-10","2022-07-10","ВСТН-32",40055358,40055334,"2017-10-11","2021-10-11","КТСПР-001",239406,"2018-07-10","2022-07-10"]
[469,"Куйбышева улица",21,null,"СПТ 961",15539,"2017-02-16","2021-02-16","ТЭМ 212-32",15232,15225,"2017-10-02","2021-10-02","КТСПР-001",243106,"2018-07-10","2022-07-10","ВСТН-32",40055332,40055385,"2017-10-11","2021-10-11","КТСПР-001",239806,"2018-07-10","2022-07-10"]
[470,"Менделеева улица","58 ТУ-1",null,"СТУ-1",150,"2020-08-07","2024-08-07",null,1008,1251,"2020-08-07","2024-08-07","КТСПР-001",484106,"2020-08-04","2024-08-04",null,1017,1254,"2020-08-07","2024-08-07","КТСПР-001",482706,"2020-08-04","2024-08-04"]
[471,"Менделеева улица","58 ТУ-2",null,"СТУ-1",323,"2020-08-07","2024-08-07",null,1242,1246,"2020-08-07","2024-08-07","КТСПР-001",362,"2020-08-04","2024-08-04",null,1010,1011,"2020-08-07","2024-08-07","КТСПР-001",485206,"2020-08-04","2024-08-04"]
[472,"Менделеева улица",62,null,"СПТ 961.2",19326,"2017-09-13","2021-09-13",3986,1019,1020,"2017-10-26","2021-10-26","КТСПР-001",449,"2017-12-13","2021-12-13",2804,153,62,"2017-12-19","2021-12-19","КТСПР-001",450,"2017-12-13","2021-12-13"]
[473,"Менделеева улица",66,null,"СПТ 961.2",20356,"2017-09-13","2021-09-13",4331,81,82,"2017-10-26","2021-10-26","КТСПР-001",183410,"2017-09-13","2021-09-13",4720,906,907,"2017-10-26","2021-10-26","КТСПР-001",195610,"2017-09-13","2021-09-13"]
[474,"Менделеева улица",72,null,"СТУ-1 М3",110,"2021-09-02","2025-09-02",null,112,113,"2021-09-02","2025-09-02","КТСПР-001",89502,"2020-08-04","2024-08-04",null,159,160,"2021-09-02","2025-09-02","КТСПР-001",88502,"2020-08-04","2024-08-04"]
[475,"Менделеева улица",74,null,"СПТ 961.2",29576,"2020-09-24","2024-09-24",1541,1080,1081,"2017-10-26","2021-10-26","КТСПР-001",431,"2017-09-13","2021-09-13",1542,1082,1083,"2017-12-13","2021-12-13","КТСПР-001",432,"2017-09-13","2021-09-13"]
[476,"Московская улица",24,2,"СПТ 961",12024,"2021-09-01","2025-09-01","ТЭМ 212-32",15221,15200,"2021-09-01","2025-09-01","КТСПР-001",197906,"2018-07-10","2022-07-10","ТЭМ 212-32",15274,15270,"2021-09-01","2025-09-01","КТСПР-001",243006,"2018-07-10","2022-07-10"]
[null,null,null,null,null,null,null,null,"ВСТН-32",null,40285006,"2020-10-09","2024-10-09",null,null,null,null,"ТЭМ 212-32",null,15270,"2017-09-13","2021-09-13"]
[477,"Московская улица",34,1,"СПТ 961",17711,"2019-07-10","2023-07-10","ТЭМ 212-32",15228,15222,"2017-09-13","2021-09-13","КТСПР-001",367906,"2020-08-04","2024-08-04","ТЭМ 212-32",15253,15273,"2017-09-13","2021-09-13","КТСПР-001",366706,"2020-08-04","2024-08-04"]
[478,"Московская улица",34,2,"СПТ 961",6946,"2020-08-04","2024-08-04","ТЭМ 212-32",15229,15226,"2017-09-13","2021-09-13","КТСПР-001",367206,"2018-07-10","2022-07-10","ВСТН-32",40086761,40086795,"2018-04-18","2022-04-18","КТСПР-001",366906,"2018-07-10","2022-07-10"]
[479,"Московская улица",38,1,"СПТ 961",4548,"2020-08-29","2024-08-29","ТЭМ 212-32",15196,15214,"2021-09-01","2025-09-01","КТСПР-001",239606,"2018-07-10","2022-07-10","ТЭМ 212-32",15250,15272,"2017-09-13","2021-09-13","КТСПР-001",243306,"2018-07-10","2022-07-10"]
[480,"Московская улица",38,2,"СПТ 961",12641,"2017-12-15","2021-12-15","ТЭМ 212-32",15210,15223,"2017-09-13","2021-09-13","КТСПР-001",44506,"2018-07-10","2022-07-10","ТЭМ 212-32",15271,15275,"2017-09-13","2021-09-13","КТСПР-001",43406,"2018-07-10","2022-07-10"]
[481,"П. Морозова улица",3,null,"СПТ 961",34090,"2021-05-20","2025-05-20",1535,1071,1072,"2017-10-26","2021-10-26","КТСПР-001",443,"2017-09-13","2021-09-13",1536,1073,1074,"2017-10-26","2021-10-26","КТСПР-001",444,"2017-09-13","2021-09-13"]

{"sheet":"Отопление","index":2,"n_rows":59,"n_cols":13,"rows_kept":59,"cut":false,"hidden":false,"merged":[[1,5,4,5],[1,0,4,0],[1,1,4,1],[1,2,4,2],[1,3,4,3],[1,4,4,4],[1,12,4,12],[1,6,4,6],[1,7,4,7],[1,8,4,8],[1,9,4,9],[1,10,4,10],[1,11,4,11]]}
[null,"Отопление"]
["№","Адрес","Номер дома","Корпус","Дата ввода в эксплуатацию","Дата повторного допуска","Дата окончания допуска","Флаг неисправности","Акт вывода из эксплуатации","Примечание","Дистанционная передача показаний по АССД","Дистанционная передача показаний по ХРОНОС","Сдавть МКД"]
[]
[]
[]
[1,2,3,4,5,6,7,8,9,10,11,12,13]
[1,"Березовая улица",12,null,null,"2019-10-03","2020-05-30",null,null,null,null,"есть+"]
[2,"Куйбышева улица",20,null,null,"2019-10-02","2020-05-30",null,null,null,null,"есть+"]
[3,"Ленина проспект",16,null,null,"2019-10-02","2020-05-30",null,null,null,null,"есть+"]
[4,"Ленина проспект",8,null,null,"2019-10-02","2020-05-30"]
[5,"Музрукова проспект",27,null,null,"2019-10-02","2020-05-30",null,null,null,null,"есть+"]
[6,"Музрукова проспект",31,null,null,"2019-10-02","2020-05-30",null,null,null,null,"есть+"]
[7,"Куйбышева улица",26,null,null,"2019-10-23","2020-05-30",null,null,null,null,"есть+"]
[8,"Куйбышева улица",22,null,null,"2019-11-11","2020-05-30",null,null,null,null,"есть+"]
[9,"Курчатова улица",18,null,null,"2019-11-12","2020-05-30",null,null,null,null,"есть+"]
[10,"Пушкина улица",32]
[11,"Шверника улица",3]
[12,"Шверника улица",4]
[13,"Гагарина улица",10]
[14,"Мира проспект",18]
[15]
[16]
[17]
[18]
[19]
[20]
[21]
[22]
[23]
[24]
[25]
[26]
[27]
[28]
[29]
[30]
[31]
[32]
[33]
[34]
[35]
[36]
[37]
[38]
[39]
[40]
[41]
[42]
[43]
[44]
[]
[]
[]
[null,null,null,null,null,null,null,"неиспр.",null,null,"АССД","Хронос","Сдавать"]
[null,null,null,null,null,null,null,{"$f":"COUNTIF(H7:H50,\"неиспр.*\")","v":0},null,null,{"$f":"COUNTIF(K7:K50,\"АССД\")","v":0},{"$f":"COUNTIF(L7:L50,\"есть*\")","v":8},{"$f":"COUNTIF(M7:M50,\"сдавать\")","v":0}]
[null,null,null,null,null,null,null,null,null,null,"АССД неисп","раб"]
[null,null,null,null,null,null,null,null,null,null,{"$f":"COUNTIF(K7:K50,\"АССД/н\")","v":0},{"$f":"COUNTIF(L7:L50,\"есть+\")","v":8}]
[null,null,null,null,null,null,null,null,null,null,null,"не раб"]
[null,null,null,null,null,null,null,null,null,null,null,{"$f":"COUNTIF(L7:L50,\"есть/н\")","v":0}]

{"sheet":"Лист1","index":3,"n_rows":157,"n_cols":26,"rows_kept":157,"cut":false,"hidden":false,"merged":[[5,10,8,10],[5,12,8,12],[5,0,8,0],[5,1,8,1],[5,2,8,2],[4,3,4,6],[4,7,4,15],[5,16,8,16],[5,17,8,17],[5,18,8,18],[5,14,8,14],[5,15,8,15],[5,13,8,13],[5,11,8,11],[5,3,8,3],[5,4,8,4],[5,5,8,5],[5,6,8,6],[5,7,8,7],[5,8,8,8],[5,9,8,9],[5,24,8,24],[5,25,8,25],[5,19,8,19],[5,20,8,20],[5,21,8,21],[5,22,8,22],[5,23,8,23]]}
[]
[]
[]
[]
[null,null,null,null,null,null,null,"ГВС"]
["№","Адрес","Номер дома","Корпус","Модель","Зав. №","Дата поверки","Дата окончания поверки","УРЖ","УПР1","УПР2","Дата поверки","Дата окончания поверки","Термопреобразователи","Зав. №","Дата поверки","Дата окончания поверки","УРЖ","УПР1","УПР2","Дата поверки","Дата окончания поверки","Термопреобразователи","Зав. №","Дата поверки","Дата окончания поверки"]
[]
[]
[]
[1,2,3,4,5,6,7,8,9,10,11,"1900-01-11","1900-01-12",null,null,null,null,14,15,16,17,18]
[16,"Академика Харитона улица",24,null,null,null,null,null,null,null,null,null,null,null,null,null,null,3523,24,25,"2019-11-11","2023-11-11"]
[17,"Академика Харитона улица",25,null,null,null,null,null,null,null,null,null,null,null,null,null,null,4525,1494,1495,"2019-05-04","2023-05-04"]
[18,"Академика Харитона улица",1,2,null,null,null,null,null,null,null,null,null,null,null,null,null,2277,694,695,"2019-08-19","2023-08-19"]
[22,"Александровича улица",24,null,null,null,null,null,null,null,null,null,null,null,null,null,null,null,909,null,"2019-10-21","2023-10-21"]
[33,"Арзамасская улица","1 Уз.1",null,null,null,null,null,null,null,null,null,null,null,null,null,null,null,659,null,"2019-09-27","2023-09-27"]
[34,"Арзамасская улица","2 Уз.1",null,null,null,null,null,null,null,null,null,null,null,null,null,null,null,793,null,"2019-09-27","2023-09-27"]
[35,"Березовая улица",4,"А",null,null,null,null,null,null,null,null,null,null,null,null,null,3603,409,410,"2019-07-12","2023-07-12"]
[36,"Березовая улица",4,"Г",null,null,null,null,null,null,null,null,null,null,null,null,null,183,1017,1018,"2019-05-06","2023-05-06"]
[37,"Березовая улица",8,null,null,null,null,null,null,null,null,null,null,null,null,null,null,3709,895,896,"2019-10-21","2023-10-21"]
[38,"Березовая улица",12,null,null,null,null,null,null,null,null,null,null,null,null,null,null,505,1136,1147,"2019-05-06","2023-05-06"]
[39,"Березовая улица",14,null,null,null,null,null,null,null,null,null,null,null,null,null,null,459,1260,1262,"2019-11-11","2023-11-11"]
[41,"Бессарабенко улица",2,null,null,null,null,null,null,null,null,null,null,null,null,null,null,2300,747,751,"2019-08-06","2023-08-06"]
[42,"Бессарабенко улица",3,null,null,null,null,null,null,null,null,null,null,null,null,null,null,2309,777,291,"2019-08-29","2023-08-29"]
[45,"Бессарабенко улица",6,null,null,null,null,null,null,null,null,null,null,null,null,null,null,2298,745,144,"2019-08-29","2023-08-29"]
[46,"Бессарабенко улица",7,null,null,null,null,null,null,null,null,null,null,null,null,null,null,2310,434,438,"2019-09-17","2023-09-17"]
[47,"Бессарабенко улица",8,null,null,null,null,null,null,null,null,null,null,null,null,null,null,2358,856,857,"2019-09-17","2023-09-17"]
[49,"Бессарабенко улица",11,null,null,null,null,null,null,null,null,null,null,null,null,null,null,2291,717,732,"2019-08-06","2023-08-06"]
[50,"Бессарабенко улица",12,null,null,null,null,null,null,null,null,null,null,null,null,null,null,2294,720,735,"2019-08-06","2023-08-06"]
[51,"Бессарабенко улица",14,null,null,null,null,null,null,null,null,null,null,null,null,null,null,2320,782,783,"2019-08-15","2023-08-15"]
[52,"Бессарабенко улица",15,null,null,null,null,null,null,null,null,null,null,null,null,null,null,2357,854,855,"2019-10-07","2023-10-07"]
[53,"Бессарабенко улица",17,null,null,null,null,null,null,null,null,null,null,null,null,null,null,2371,893,894,"2019-10-07","2023-10-07"]
[54,"Бессарабенко улица",19,null,null,null,null,null,null,null,null,null,null,null,null,null,null,2361,862,863,"2019-10-07","2023-10-07"]
[73,"Герцена улица",16,null,null,null,null,null,null,null,null,null,null,null,null,null,null,2313,763,764,"2019-12-09","2023-12-09"]
[74,"Герцена улица",20,null,null,null,null,null,null,null,null,null,null,null,null,null,null,2329,796,797,"2019-12-06","2023-12-06"]
[76,"Гоголя улица",6,"а",null,null,null,null,null,null,null,null,null,null,null,null,null,2322,786,787,"2019-12-09","2023-12-09"]
[77,"Гоголя улица",8,null,null,null,null,null,null,null,null,null,null,null,null,null,null,2323,788,789,"2019-12-09","2023-12-09"]
[78,"Гоголя улица",16,null,null,null,null,null,null,null,null,null,null,null,null,null,null,4485,1028,1029,"2019-05-05","2023-05-05"]
[79,"Гоголя улица",18,null,null,null,null,null,null,null,null,null,null,null,null,null,null,4464,465,466,"2019-05-05","2023-05-05"]
[80,"Гоголя улица",20,null,null,null,null,null,null,null,null,null,null,null,null,null,null,4523,469,470,"2019-05-06","2023-05-06"]
[81,"Давиденко улица",6,null,null,null,null,null,null,null,null,null,null,null,null,null,null,2306,774,773,"2019-10-17","2023-10-17"]
[82,"Давиденко улица",12,null,null,null,null,null,null,null,null,null,null,null,null,null,null,2311,444,706,"2019-10-07","2023-10-07"]
[100,"Зернова улица",2,null,null,null,null,null,null,null,null,null,null,null,null,null,null,null,649,null,"2019-09-13","2023-09-13"]
[101,"Зернова улица",4,null,null,null,null,null,null,null,null,null,null,null,null,null,null,null,648,null,"2019-09-13","2023-09-13"]
[102,"Зернова улица",6,null,null,null,null,null,null,null,null,null,null,null,null,null,null,null,60,null,"2019-09-13","2023-09-13"]
[103,"Зернова улица",8,null,null,null,null,null,null,null,null,null,null,null,null,null,null,null,647,null,"2019-09-13","2023-09-13"]
[104,"Зернова улица",10,null,null,null,null,null,null,null,null,null,null,null,null,null,null,null,654,null,"2019-09-18","2023-09-18"]
[105,"Зернова улица",12,null,null,null,null,null,null,null,null,null,null,null,null,null,null,null,356,null,"2019-09-13","2023-09-13"]
[106,"Зернова улица",14,null,null,null,null,null,null,null,null,null,null,null,null,null,null,null,655,null,"2019-09-18","2023-09-18"]
[107,"Зернова улица",16,null,null,null,null,null,null,null,null,null,null,null,null,null,null,null,650,null,"2019-09-13","2023-09-13"]
[108,"Зернова улица",18,null,null,null,null,null,null,null,null,null,null,null,null,null,null,null,651,null,"2019-09-13","2023-09-13"]
[109,"Зернова улица",28,null,null,null,null,null,null,null,null,null,null,null,null,null,null,null,652,null,"2019-09-13","2023-09-13"]
[110,"Зернова улица",30,null,null,null,null,null,null,null,null,null,null,null,null,null,null,null,657,null,"2019-09-18","2023-09-18"]
[111,"Зернова улица",32,null,null,null,null,null,null,null,null,null,null,null,null,null,null,null,653,null,"2019-09-13","2023-09-13"]
[113,"Зернова улица","36 Уз.1",null,null,null,null,null,null,null,null,null,null,null,null,null,null,null,661,null,"2019-09-27","2023-09-27"]
[null,null,"36 Уз.2",null,null,null,null,null,null,null,null,null,null,null,null,null,null,null,768,null,"2019-09-27","2023-09-27"]
[114,"Зернова улица",38,null,null,null,null,null,null,null,null,null,null,null,null,null,null,null,658,null,"2029-09-18","2023-09-18"]
[115,"Зернова улица",40,null,null,null,null,null,null,null,null,null,null,null,null,null,null,null,769,null,"2019-09-27","2023-09-27"]
[117,"Зернова улица","42 Уз2",null,null,null,null,null,null,null,null,null,null,null,null,null,null,null,761,null,"2019-09-27","2023-09-27"]
[118,"Зернова улица",44,null,null,null,null,null,null,null,null,null,null,null,null,null,null,null,760,null,"2019-09-27","2023-09-27"]
[119,"Зернова улица",45,null,null,null,null,null,null,null,null,null,null,null,null,null,null,null,791,null,"2019-09-27","2023-09-27"]
[120,"Зернова улица",46,null,null,null,null,null,null,null,null,null,null,null,null,null,null,null,790,null,"2019-09-27","2023-09-27"]
[121,"Зернова улица","48 Уз.1",null,null,null,null,null,null,null,null,null,null,null,null,null,null,null,765,null,"2019-09-27","2023-09-27"]
[122,"Зернова улица","50 Уз.1",null,null,null,null,null,null,null,null,null,null,null,null,null,null,null,766,null,"2019-09-30","2023-09-30"]
[123,"Зернова улица",52,null,null,null,null,null,null,null,null,null,null,null,null,null,null,null,764,null,"2019-09-27","2023-09-27"]
[124,"Зернова улица",54,null,null,null,null,null,null,null,null,null,null,null,null,null,null,null,797,null,"2019-09-27","2023-09-27"]
[125,"Зернова улица",55,null,null,null,null,null,null,null,null,null,null,null,null,null,null,null,794,null,"2019-09-27","2023-09-27"]
[126,"Зернова улица",56,null,null,null,null,null,null,null,null,null,null,null,null,null,null,null,792,null,"2019-09-27","2023-09-27"]
[127,"Зернова улица",57,null,null,null,null,null,null,null,null,null,null,null,null,null,null,null,796,null,"2019-09-27","2023-09-27"]
[128,"Зернова улица",59,null,null,null,null,null,null,null,null,null,null,null,null,null,null,null,795,null,"2019-09-27","2023-09-27"]
[129,"Казамазова улица",6,null,null,null,null,null,null,null,null,null,null,null,null,null,null,2319,780,781,"2019-10-07","2023-10-07"]
[131,"Казамазова улица",8,null,null,null,null,null,null,null,null,null,null,null,null,null,null,2346,830,835,"2019-11-05","2023-11-05"]
[133,"Казамазова улица",10,null,null,null,null,null,null,null,null,null,null,null,null,null,null,2330,798,799,"2019-11-05","2023-11-05"]
[155,"Куйбышева улица",21,2,null,null,null,null,null,null,null,null,null,null,null,null,null,388,1250,1251,"2019-11-11","2023-11-11"]
[165,"Курчатова улица",7,null,null,null,null,null,null,null,null,null,null,null,null,null,null,2360,860,861,"2019-12-13","2023-12-13"]
[166,"Курчатова улица",11,null,null,null,null,null,null,null,null,null,null,null,null,null,null,2340,842,847,"2019-11-19","2023-11-19"]
[167,"Курчатова улица",13,null,null,null,null,null,null,null,null,null,null,null,null,null,null,2364,864,865,"2019-11-20","2023-11-20"]
[168,"Курчатова улица",13,1,null,null,null,null,null,null,null,null,null,null,null,null,null,2359,858,859,"2019-11-20","2023-11-20"]
[170,"Курчатова улица",17,null,null,null,null,null,null,null,null,null,null,null,null,null,null,2344,826,827,"2019-12-06","2023-12-06"]
[172,"Курчатова улица",19,null,null,null,null,null,null,null,null,null,null,null,null,null,null,2348,838,839,"2019-12-06","2023-12-06"]
[175,"Курчатова улица",23,null,null,null,null,null,null,null,null,null,null,null,null,null,null,2383,925,926,"2019-12-25","2023-12-25"]
[176,"Курчатова улица",25,null,null,null,null,null,null,null,null,null,null,null,null,null,null,2377,906,907,"2019-12-25","2023-12-25"]
[179,"Курчатова улица",28,null,null,null,null,null,null,null,null,null,null,null,null,null,null,2341,820,821,"2019-12-23","2023-12-23"]
[181,"Курчатова улица",32,null,null,null,null,null,null,null,null,null,null,null,null,null,null,2382,923,924,"2019-12-26","2023-12-26"]
[222,"Ленина проспект",49,null,null,null,null,null,null,null,null,null,null,null,null,null,null,2303,758,null,"2019-08-05","2023-08-05"]
[224,"Ленина проспект",51,null,null,null,null,null,null,null,null,null,null,null,null,null,null,2280,700,701,"2019-08-05","2023-08-05"]
[225,"Ленина проспект",51,"А",null,null,null,null,null,null,null,null,null,null,null,null,null,2276,692,693,"2019-08-01","2023-08-01"]
[226,"Ленина проспект",53,null,null,null,null,null,null,null,null,null,null,null,null,null,null,2297,723,143,"2019-08-19","2023-08-19"]
[227,"Ленина проспект",53,"А",null,null,null,null,null,null,null,null,null,null,null,null,null,2299,746,264,"2019-08-16","2023-08-16"]
[229,"Ленина проспект",55,null,null,null,null,null,null,null,null,null,null,null,null,null,null,2302,757,753,"2019-09-02","2023-09-02"]
[230,"Ленина проспект",56,null,null,null,null,null,null,null,null,null,null,null,null,null,null,2379,898,910,"2019-08-20","2023-08-20"]
[234,"Матросова улица",2,null,null,null,null,null,null,null,null,null,null,null,null,null,null,null,763,null,"2019-09-27","2023-09-27"]
[235,"Матросова улица",10,null,null,null,null,null,null,null,null,null,null,null,null,null,null,null,759,null,"2019-09-27","2023-09-27"]
[236,"Матросова улица",12,null,null,null,null,null,null,null,null,null,null,null,null,null,null,null,660,null,"2019-09-27","2023-09-27"]
[237,"Матросова улица",14,null,null,null,null,null,null,null,null,null,null,null,null,null,null,null,762,null,"2019-09-27","2023-09-27"]
[238,"Маяковского улица",11,null,null,null,null,null,null,null,null,null,null,null,null,null,null,3602,760,756,"2019-07-12","2023-07-12"]
[240,"Маяковского улица",17,null,null,null,null,null,null,null,null,null,null,null,null,null,null,2324,790,791,"2019-08-15","2023-08-15"]
[242,"Маяковского улица",21,null,null,null,null,null,null,null,null,null,null,null,null,null,null,2287,714,728,"2019-08-20","2023-08-20"]
[254,"Московская улица",8,null,null,null,null,null,null,null,null,null,null,null,null,null,null,2370,881,882,"2019-12-13","2023-12-13"]
[255,"Московская улица",10,1,null,null,null,null,null,null,null,null,null,null,null,null,null,2342,822,823,"2019-12-13","2023-12-13"]
[256,"Московская улица",15,null,null,null,null,null,null,null,null,null,null,null,null,null,null,458,1263,1264,"2019-11-11","2023-11-11"]
[257,"Московская улица",16,null,null,null,null,null,null,null,null,null,null,null,null,null,null,2368,877,878,"2019-12-13","2023-12-13"]
[258,"Московская улица",17,null,null,null,null,null,null,null,null,null,null,null,null,null,null,4620,1252,1253,"2019-11-11","2023-11-11"]
[260,"Московская улица",18,1,null,null,null,null,null,null,null,null,null,null,null,null,null,2374,900,901,"2019-12-13","2023-12-13"]
[261,"Московская улица",19,"а",null,null,null,null,null,null,null,null,null,null,null,null,null,2218,1192,1205,"2019-11-11","2023-11-11"]
[262,"Московская улица",21,null,null,null,null,null,null,null,null,null,null,null,null,null,null,507,375,377,"2019-11-11","2023-11-11"]
[263,"Московская улица",23,"а",null,null,null,null,null,null,null,null,null,null,null,null,null,267,1131,1130,"2019-11-11","2023-11-11"]
[265,"Московская улица",33,null,null,null,null,null,null,null,null,null,null,null,null,null,null,506,1254,1255,"2019-11-11","2023-11-11"]
[269,"Музрукова проспект",21,1,null,null,null,null,null,null,null,null,null,null,null,null,null,2336,810,811,"2019-11-28","2023-11-28"]
[270,"Музрукова проспект",21,2,null,null,null,null,null,null,null,null,null,null,null,null,null,2318,778,779,"2019-11-29","2023-11-29"]
[272,"Музрукова проспект",25,1,null,null,null,null,null,null,null,null,null,null,null,null,null,2376,904,905,"2019-11-05","2023-11-05"]
[273,"Музрукова проспект",25,2,null,null,null,null,null,null,null,null,null,null,null,null,null,2339,816,817,"2019-11-05","2023-11-05"]
[274,"Музрукова проспект",27,null,null,null,null,null,null,null,null,null,null,null,null,null,null,3702,806,807,"2019-10-21","2023-10-21"]
[276,"Музрукова проспект",29,1,null,null,null,null,null,null,null,null,null,null,null,null,null,2355,850,851,"2019-11-29","2023-11-29"]
[277,"Музрукова проспект",29,2,null,null,null,null,null,null,null,null,null,null,null,null,null,2372,895,896,"2019-11-28","2023-11-28"]
[278,"Музрукова проспект",31,null,null,null,null,null,null,null,null,null,null,null,null,null,null,3701,804,805,"2019-10-21","2023-10-21"]
[279,"Некрасова улица",3,null,null,null,null,null,null,null,null,null,null,null,null,null,null,2326,794,795,"2019-10-21","2023-10-21"]
[280,"Некрасова улица",9,null,null,null,null,null,null,null,null,null,null,null,null,null,null,2356,852,853,"2019-10-21","2023-10-21"]
[281,"Некрасова улица",11,null,null,null,null,null,null,null,null,null,null,null,null,null,null,2337,812,813,"2019-10-21","2023-10-21"]
[282,"Некрасова улица",15,null,null,null,null,null,null,null,null,null,null,null,null,null,null,2325,792,793,"2019-10-21","2023-10-21"]
[283,"Пионерская улица",13,null,null,null,null,null,null,null,null,null,null,null,null,null,null,4506,1462,1463,"2019-05-05","2023-05-05"]
[294,"Победы улица",13,null,null,null,null,null,null,null,null,null,null,null,null,null,null,null,4167,null,"2019-10-21","2023-10-21"]
[314,"Радищева улица",11,null,null,null,null,null,null,null,null,null,null,null,null,null,null,2354,848,849,"2019-11-20","2023-11-20"]
[316,"Радищева улица",15,null,null,null,null,null,null,null,null,null,null,null,null,null,null,2378,908,909,"2019-11-19","2023-11-19"]
[318,"Раменская",3,"а",null,null,null,null,null,null,null,null,null,null,null,null,null,4722,694,695,"2019-11-18","2023-11-18"]
[329,"Семашко улица",14,null,null,null,null,null,null,null,null,null,null,null,null,null,null,2335,808,809,"2019-10-21","2023-10-21"]
[330,"Силкина улица",2,"А",null,null,null,null,null,null,null,null,null,null,null,null,null,2293,718,733,"2019-10-11","2023-10-11"]
[331,"Силкина улица",2,"Б",null,null,null,null,null,null,null,null,null,null,null,null,null,2332,802,803,"2019-10-10","2023-10-10"]
[332,"Силкина улица",3,null,null,null,null,null,null,null,null,null,null,null,null,null,null,2292,719,734,"2019-12-26","2023-12-26"]
[335,"Силкина улица",5,null,null,null,null,null,null,null,null,null,null,null,null,null,null,4617,1038,1039,"2019-11-11","2023-11-11"]
[336,"Силкина улица",7,null,null,null,null,null,null,null,null,null,null,null,null,null,null,550,1040,1041,"2019-11-11","2023-11-11"]
[337,"Силкина улица",8,null,null,null,null,null,null,null,null,null,null,null,null,null,null,2282,704,705,"2019-10-11","2023-10-11"]
[339,"Силкина улица",9,null,null,null,null,null,null,null,null,null,null,null,null,null,null,461,1258,1261,"2019-11-11","2023-11-11"]
[343,"Силкина улица",12,"А",null,null,null,null,null,null,null,null,null,null,null,null,null,2338,814,815,"2019-12-25","2023-12-25"]
[352,"Силкина улица",32,null,null,null,null,null,null,null,null,null,null,null,null,null,null,460,1257,1259,"2019-11-11","2023-11-11"]
[358,"Советская улица",6,null,null,null,null,null,null,null,null,null,null,null,null,null,null,2281,702,703,"2019-09-17","2023-09-17"]
[359,"Советская улица",8,null,null,null,null,null,null,null,null,null,null,null,null,null,null,2285,710,711,"2019-09-17","2023-09-17"]
[360,"Советская улица",12,null,null,null,null,null,null,null,null,null,null,null,null,null,null,2283,706,707,"2019-09-17","2023-09-17"]
[361,"Советская улица",14,null,null,null,null,null,null,null,null,null,null,null,null,null,null,2284,708,709,"2019-09-17","2023-09-17"]
[363,"Советская улица",22,null,null,null,null,null,null,null,null,null,null,null,null,null,null,2367,875,876,"2019-11-28","2023-11-28"]
[364,"Советская улица",24,null,null,null,null,null,null,null,null,null,null,null,null,null,null,2314,765,766,"2019-11-28","2023-11-28"]
[365,"Сосина улица",1,null,null,null,null,null,null,null,null,null,null,null,null,null,null,380,1063,null,"2019-11-11","2023-11-11"]
[399,"Шверника улица",15,null,null,null,null,null,null,null,null,null,null,null,null,null,null,3705,809,null,"2019-10-24","2023-10-24"]
[400,"Шверника улица",15,"А",null,null,null,null,null,null,null,null,null,null,null,null,null,2334,806,807,"2019-08-30","2023-08-30"]
[402,"Шверника улица",15,"В",null,null,null,null,null,null,null,null,null,null,null,null,null,2333,804,805,"2019-08-30","2023-08-30"]
[406,"Шверника улица",21,null,null,null,null,null,null,null,null,null,null,null,null,null,null,2279,698,699,"2019-08-28","2023-08-28"]
[408,"Шверника улица",23,null,null,null,null,null,null,null,null,null,null,null,null,null,null,2307,775,774,"2019-09-02","2023-09-02"]
[410,"Шверника улица",25,null,null,null,null,null,null,null,null,null,null,null,null,null,null,2312,702,703,"2019-08-30","2023-08-30"]
[436,"Школьная улица",4,null,null,null,null,null,null,null,null,null,null,null,null,null,null,"ETWI 20,15",6818390,6599618,"2019-11-11","2023-11-11"]
[439,"Юности улица","3 Уз.1",null,null,null,null,null,null,null,null,null,null,null,null,null,null,null,513,509,"2019-06-26","2023-06-26"]
[null,null,"3 Уз.2",null,null,null,null,null,null,null,null,null,null,null,null,null,null,null,506,507,"2019-06-26","2023-06-26"]
[441,"Юности улица",5,4,null,null,null,null,null,null,null,null,null,null,null,null,null,2343,824,825,"2019-11-05","2023-11-05"]
[442,"Юности улица",7,null,null,null,null,null,null,null,null,null,null,null,null,null,null,2278,696,697,"2019-10-10","2023-10-10"]
[443,"Юности улица",13,null,null,null,null,null,null,null,null,null,null,null,null,null,null,2317,771,772,"2019-11-05","2023-11-05"]
[445,"Юности улица",18,null,null,null,null,null,null,null,null,null,null,null,null,null,null,504,1199,1201,"2019-11-11","2023-11-11"]
[450,"Юности улица","29",null,null,null,null,null,null,null,null,null,null,null,null,null,null,2315,767,768,"2019-12-13","2023-12-13"]
[451,"Юности улица",33,null,null,null,null,null,null,null,null,null,null,null,null,null,null,2375,902,903,"2019-12-13","2023-12-13"]
[452,"Юности улица",35,null,null,null,null,null,null,null,null,null,null,null,null,null,null,2365,866,867,"2019-12-13","2023-12-13"]